## Alphanumeric
Hikvision
Category | Model Number | Description | Short Description | Release Status | MSRP | Restricted | UPC Code | Weight (Pound) | Height (Inch) | Depth (Inch) | Width (Inch)
Bracket | AB110 | Bracket, Angled Base, 110mm | Bracket, Angled Base, 110mm | Released | 13 | No | 816783017667 | 1 | 2 | 5 | 5
Bracket | AB110B | Bracket, Angled Base, 110mm, Black | BRKT ANGL BASE 110MM BLK | Released | 13 | No | 813908029253 | 1 | 2 | 5 | 2
Bracket | AB135 | Bracket, Angled Base, 135mm | Bracket, Angled Base, 135mm | Released | 24 | No | 816783017568 | 1 | 2 | 6 | 6
Bracket | AB135B | Bracket, Angled Base, 135mm, Black | BRKT ANGL BASE 135MM BLK | Released | 24 | No | 813908029178 | 1 | 2 | 6 | 2
Bracket | AB165 | Bracket, Angled Base, 165mm | Bracket, Angled Base, 165mm | Released | 24 | No | 816783019487 | 3 | 4 | 7 | 8
Bracket | AB-FE | Bracket, Angled Base, FishEye | Bracket, Angled Base, FishEye | Released | 24 | No | 816783017704 | 1 | 2 | 7 | 7
Bracket | AB-FE2 | Bracket, Angled Base, FishEye, 2942 | Angled Base, Fisheye 2942 | Released | 24 | No | 813908022148 | 1 | 2 | 4 | 4
Bracket | AB-FE45 | Bracket, 45° Angled Base, Fisheye | Bracket, 45° Angled Base, 63xx | Released | 52 | No | 813908028614 | 3 | 8 | 9 | 8
Bracket | ABM | Bracket, Angled Base, Medium | Bracket, Angled Base, Medium | Released | 24 | No | 816783019500 | 4 | 3 | 8 | 8
Bracket | ABS | Bracket, Angled Base | Bracket, Angled Base | Released | 24 | No | 813908029352 | 1.3 | 6 | 6 | 3
Bracket | ABSB | Bracket, Black Angled Base | Bracket, Black Angled Base | Released | 24 | No | 813908029345 | 1.3 | 6 | 6 | 3
Bracket | ABT-1 | Bracket, Angled Base, Turret | Bracket, Angled Base, Turret | Released | 24 | No | 816783017735 | 1 | 2 | 5 | 5
Mobile Camera | AE-DN2016-F3 | Dash Cam, 1080p, GPS, Wifi, G-Sensor, MicroSD, Mic, Speaker, Bluetooth, Phone App, Plug and Play, USB 2.0, H.264, 12VDC Adapter | F3 Dash Camera | Released | 135 | No | 842571111286 | 1 | 5 | 2 | 2
Bracket | CB110 | Bracket, Conduit Base, 110mm | Bracket, Conduit Base, 110mm | Released | 24 | No | 816783017681 | 1 | 3 | 5 | 5
Bracket | CB110B | Bracket, Conduit Base, 110mm, Black | BRKT COND BASE 110MM BLK | Released | 24 | No | 813908029215 | 1 | 3 | 5 | 3
Bracket | CB120 | Bracket, Conduit Base, 120mm | Bracket, Conduit Base, 120mm | Released | 24 | No | 842571130621 | 1 | 2 | 6 | 6
Bracket | CB130 | Bracket, Conduit Base, 130mm | Bracket, Conduit Base, 130mm | Released | 24 | No | 816783017575 | 1 | 3 | 5 | 5
Bracket | CB130T | Bracket, Conduit Base, 130mm | Bracket, Conduit Base, 130mm | Released | 24 | No | 842571106237 | 1 | 7 | 2 | 6
Bracket | CB130TB | Bracket, Conduit Base, 130mm, Black finish. | BRK Conduit Base 130mm Black | Released | 24 | No | 842571128291 | 1 | 3 | 7 | 6
Bracket | CB135 | Bracket, Conduit Base, 135mm | Bracket, Conduit Base, 135mm | Released | 24 | No | 816783017698 | 1 | 2 | 7 | 6
Bracket | CB135B | Bracket, Conduit Base, 135mm, Black | BRKT COND BASE 135MM BLK | Released | 24 | No | 813908029222 | 1 | 2 | 7 | 2
Bracket | CB140-DM45 | Bracket, Conduit Base | Bracket, Conduit Base | Released | 33 | No | 842571125306 | 1 | 2 | 6 | 6
Bracket | CB140PT | Conduit box for DS-2DE3304W-DE | Bracket, PTZ, Conduit Base | Released | 33 | No | 813908027457 | 1 | 2 | 6 | 6
Bracket | CB155 | Bracket, Conduit Base | Bracket, Conduit Base | Released | 33 | No | 842571125023 | 3 | 2 | 8 | 7
Bracket | CB165 | Bracket, Conduit Base, 165MM | Bracket, Conduit Base, 165MM | Released | 24 | No | 816783019470 | 3 | 4 | 7 | 8
Bracket | CB-DE4A | Bracket, Conduit Base for DS-2DE4A Series Value PTZ | Bracket DE4A Series Cond Base | Released | 24 | No | 842571103847 | 1 | 2 | 6 | 6
Bracket | CBD-MINI | Bracket, Conduit Base | Bracket, Conduit Base | Released | 33 | No | 842571120868 | 2 | 3 | 7 | 6
Bracket | CBD-MINIB | Black housing Bracket, Conduit Base | Black Conduit Base | Released | 33 | No | 842571128314 | 2 | 3 | 7 | 6
Bracket | CB-FE | Bracket, Conduit Base, FishEye | Bracket, Conduit Base, FishEye | Released | 24 | No | 816783017711 | 1 | 2 | 8 | 7
Bracket | CBM | Bracket, Conduit Base, Medium | Bracket, Conduit Base, Medium | Released | 33 | No | 816783018640 | 1 | 2 | 7 | 6
Bracket | CBMB | Bracket, Conduit Base, Medium, black | Bracket, Conduit Base, M black | Released | 33 | No | 842571102840 | 2 | 2 | 7 | 6
Bracket | CB-PVP | PanoVu 3-Axis Conduit Box | Bracket PV 3axis Conduit Box | Released | 193 | No | 813908029659 | 8 | 8 | 14 | 12
Bracket | CBS | BRACKET CONDUIT BASE SMALL | BRACKET CONDUIT BASE SMALL | Released | 33 | No | 816783019517 | 2 | 3 | 6 | 6
Bracket | CBSB | Bracket, Conduit Base, Small, Black | BRKT COND BASE SML BLK | Released | 33 | No | 813908029307 | 3 | 3 | 6 | 6
Bracket | CBT-1 | Bracket, Conduit Base, Turret | Bracket, Conduit Base, Turret | Released | 54 | No | 816783017582 | 1 | 4 | 5 | 5
Bracket | CBXS | Bracket, Conduit Base, Extra Small | Bracket Conduit Base Extra S | Released | 26 | No | 813908025927 | 1 | 5 | 4 | 2
Bracket | CBXSB | Bracket, Conduit Base, Extra Small, Black | BRKT COND BASE XTRA SML BLK | Released | 26 | No | 813908029284 | 1 | 2 | 5 | 5
Other accessories | CHB | Housing, Box Camera, IP66, Includes Wall Bracket | HOUSING OUTDOOR W BRKT | Released | 89 | No | 816783017353 | 7.1 | 24 | 8 | 9
Other accessories | CHB-HB | Housing, Box Camera, Heater, Fan, IP66, Includes Wall Bracket | HOUSING OUT HTR FAN BRKT | Released | 109 | No | 816783017360 | 5 | 20 | 8 | 9
Other accessories | CHB-HBW | Housing, Box Camera, Heater, Fan, Wiper, IP66, Includes Wall Bracket | HSG CAM FAN WIPER IP66 | Released | 130 | No | 816783017834 | 5 | 20 | 8 | 9
Bracket | CM | Bracket, Corner Mount | Bracket, Corner Mount | Released | 33 | No | 816783017384 | 5 | 5 | 10 | 9
Bracket | CM1 | Bracket, Corner Mount for Value Plus H.265+ VF cameras | Bracket, Corner Mount | Released | 33 | No | 842571106299 | 6 | 11 | 13 | 13
Bracket | CM6810 | Bracket, Ceiling mount, 6810 camera | BracketCeilingmt6810camera | Released | 33 | No | 842571106213 | 3 | 3 | 12 | 12
Bracket | CM-G | Bracket, Corner Mount Grey | Bracket, Corner Mount Grey | Released | 33 | No | 842571121025 | 5 | 1 | 10 | 7
Bracket | CMP | Bracket, PTZ, Corner Mount | Bracket, PTZ, Corner Mount | Released | 44 | No | 816783017599 | 3 | 5 | 8 | 7
Bracket | CMP-JB | Bracket, PTZ, Corner Mount for JBPW-L | Bracket JBPW-L CornerMt | Released | 44 | No | 842571111590 | 12 | 9 | 24 | 14
Bracket | CMP-JB-G | Corner Mount for JBPW-L-G - Gray | BracketJBPW-LCorner Mt Gray | Released | 44 | No | 842571111606 | 22 | 9 | 24 | 14
Bracket | CMPL | Bracket, PTZ, Corner Mount, Large | Bracket, PTZ, Corner Mount | Released | 44 | No | 813908024081 | 13 | 16 | 7 | 8
Bracket | CPM | Bracket, Ceiling Pendant Mount | Bracket, Ceiling Pendant Mount | Released | 45 | No | 816783017551 | 1 | 3 | 5 | 5
Bracket | CPM20-PV | PanoVu Ceiling Pendant Mount 20cm | Bracket PV Pend Ceiling 20cm | Released | 128 | No | 813908029680 | 3 | 7 | 11 | 7
Bracket | CPM20-PV-G | PanoVu Ceiling Pendant Mount 20cm Grey | PanoVu Pend Ceiling 20cmGrey | Released | 128 | No | 842571121056 | 5 | 6 | 17 | 9
Bracket | CPME | Bracket, Ceiling Pendant Mount, Extension Pipe 1" Dia x xxxmm length | Ceiling Extension Pipe 1" Dia | Released | 35 | No | 813908024524 | 1 | 11 | 2 | 2
Bracket | CPM-L | Bracket, PTZ, Ceiling Pendant Mount, Long | BracketPTZCeilingPendantMountL | Released | 57 | No | 816783017414 | 1.9 | 14 | 4 | 4
Bracket | CPM-L-G | Long Ceiling Pendant Mount - Gray | Brckt Ceiling PTZ Mt Long Gray | Released | 57 | No | 842571108460 | 2 | 14 | 4 | 14
Bracket | CPMPE | Bracket, PTZ, Ceiling Pendant Mount, Extension Pipe 1 1/2" Dia x xxxmm length | BRCKT EXTPIPE 1 1/2' CEILING | Released | 35 | No | 813908024517 | 1 | 21 | 3 | 3
Bracket | CPMPE-G | Ceiling Pendant Mount Extension, 1.5" diameter - Gray | BRCKT CPM Ext Pipe 1.5" Gray | Released | 35 | No | 842571108477 | 2 | 21 | 3 | 3
Bracket | CPM-PM | Pendant Mounting Bracket for PanoVu Mini DS-2PT3326IZ-DE3 | Bracket PV 3326 Pendant | Released | 76 | No | 842571114782 | 4 | 4 | 7 | 7
Bracket | CPM-PV | PanoVu Ceiling Pendant Mount | Bracket PV Pendant Ceiling | Released | 98 | No | 813908029673 | 2 | 4 | 7 | 7
Bracket | CPM-PV-G | PanoVu Ceiling Pendant Mount Grey | PanoVu Pendant Ceiling Grey | Released | 98 | No | 842571121049 | 3 | 10 | 7 | 7
Bracket | CPM-S | Bracket, PTZ, Ceiling Pendant Mount, Short | BracketPTZCeilingPendantMountS | Released | 45 | No | 816783017407 | 1.9 | 14 | 4 | 4
Bracket | CPM-S-G | Short Ceiling Pendant Mount - Gray | Brckt Ceiling PTZ Mt Shrt Gray | Released | 45 | No | 842571108453 | 2 | 14 | 4 | 14
Other accessories | DS-1003KI | Keyboard, RS-485, 3-Axis Joystick, 12VDC | KBD RS485 12DC | EOL - Preparation | 352 | No | 816783011122 | 6 | 7 | 11 | 10.5
Other accessories | DS-1005KI | Keyboard, USB, 3-Axis Joystick | KBD IP 12DC | Released | 352 | No | 813908020748 | 2 | 7 | 10 | 8
Other accessories | DS-1006KI | Keyboard, USB, 4-Axis Joystick | KBD IP 12DC | Released | 370 | No | 842571104387 | 4 | 7 | 17 | 10
Other accessories | DS-1100KI | Keyboard, Network or RS-485, 3-Axis Joystick, Touchscreen, 1080p Decoding, 12VDC | KBD IP 12DC | Released | 1018 | No | 816783011702 | 6 | 7 | 11 | 10.5
Other accessories | DS-1200KI | Keyboard, 128x64 LED dot matrix screen, PTZ and TV wall control, 4-axis joystick. | KBD 4-axis 12DC | Released | 598 | No | 842571117479 | 4 | 7 | 17 | 10
Other accessories | DS-1600KI | Keyboard, Android, Video Wall, 4-Axis Joystick | KBD IP 12DC | Released | 1957 | No | 842571111675 | 8 | 18 | 9 | 11
Other accessories | DS-1H05-R | Receiver, Ethernet over Coax (EoC), up to 500m, Simultaneous IP and Analog transmission, 36Mbps down, 11Mbps up, 12VDC | RCVR ETHERNET OVER COAX 12DC | Released | 165 | No | 816783014581 | 1 | 12 | 2 | 8
Other accessories | DS-1H05-T | Transmitter, Ethernet over Coax (EoC), up to 500m, Simultaneous IP and Analog transmission, 36Mbps down, 11Mbps up, 12VDC | TRANS ETHERNET OVER COAX 12DC | Released | 165 | No | 816783014598 | 1 | 12 | 2 | 8
Other accessories | DS-1H05-T/E | IPC over coaxial cable, 1 10/100M RJ45 input (support 802.3af PoE), 1 BNC output, DC 12V power supply included, Used in IPC side | ETHERNET OVER COAX 12DC | Released | 170 | No | 813908025644 | 1 | 2 | 12 | 8
Other accessories | DS-1H18 | Balun, Unshielded Twisted Pair (UTP) , 2- pieces | BALUN UTP TURBO HD PAIR | Released | 15 | No | 816783018367 | 1 | 1 | 2 | 2
Other accessories | DS-1H33 | HD-TVI to HDMI Converter | HD-TVI to HDMI Converter | Released | 130 | No | 813908025910 | 1 | 2 | 12 | 8
Other accessories | DS-1TLP16I | 16-ch TurboHD Video Looping Accessory, 16-ch video input/output and loop output, supports HD-TVI and CVBS, supports UTC, 12VDC and USB power input | THD 16-ch Loop Acc | Released | 215 | No | 842571100921 | 5 | 4 | 19 | 11
Analog & Turbo PTZ | DS-2AE4225T-A | Outdoor PTZ, 4-inch, TurboHD, 2MP, Switchable TVI/CVI/AHD/CVBS Video, 25X Optical Zoom 16x Digital Zoom, Day/Night, IP66, 24VAC | PTZ OUT TURBO 2M 25X DN | Released | 830 | No | 842571121834 | 7 | 9 | 16 | 9
Analog & Turbo PTZ | DS-2AE4225T-A3 | Indoor PTZ, 4-inch, TurboHD, 2MP, Switchable TVI/CVI/AHD/CVBS Video, 25X Optical Zoom 16x Digital Zoom, Day/Night, 24VAC | PTZ OUT TURBO 2M 25X DN | Released | 830 | No | 842571121841 | 6 | 9 | 16 | 9
Analog & Turbo PTZ | DS-2AE5123TI-A | Outdoor PTZ, TurboHD, 1.3MP/720p, 23X Optical Zoom, Day/Night, Integrated IR, IP66, Heater, 24VAC | PTZ OUT TRBO 1.3M 23X DN IR | EOL - Preparation | 922 | No | 813908021387 | 15 | 19 | 20 | 20
Analog & Turbo PTZ | DS-2AE5225T-A | Outdoor PTZ, 5-inch, TurboHD, 2MP, Switchable TVI/CVI/AHD/CVBS Video, 25X Optical Zoom, 16x Digital Zoom, Day/Night, IP66, 24VAC | PTZ OUT TURBO 2M 25X DN | Released | 870 | No | 842571121896 | 12 | 19 | 12 | 12
Analog & Turbo PTZ | DS-2AE5225T-A3 | Indoor PTZ, 5-inch, TurboHD, 2MP, Switchable TVI/CVI/AHD/CVBS Video, 25X Optical Zoom 16x Digital Zoom, Day/Night, 24VAC | PTZ OUT TURBO 2M 25X DN | EOL - Preparation | 870 | No | 842571121902 | 14 | 19 | 12 | 12
Analog & Turbo PTZ | DS-2AE5230T-A3 | Indoor PTZ, TurboHD, 2MP/1080p, 30X Optical Zoom, Day/Night, 24VAC | PTZ IND TRBO 1.3M 23X DN IR | EOL - Preparation | 1067 | No | 813908020533 | 10 | 19 | 12 | 12
Analog & Turbo PTZ | DS-2AE5232T-A | Outdoor PTZ, 5-inch, TurboHD, 2MP, Switchable TVI/CVI/AHD/CVBS Video, 32X Optical Zoom 16x Digital Zoom, Day/Night, IP66, 24VAC | PTZ OUT TURBO 2M 32X DN | Released | 1067 | No | 842571121858 | 12 | 13 | 19 | 12
Analog & Turbo PTZ | DS-2AE5232T-A3 | Indoor PTZ, 5-inch, TurboHD, 2MP, Switchable TVI/CVI/AHD/CVBS Video, 32X Optical Zoom 16x Digital Zoom, Day/Night, 24VAC | PTZ OUT TURBO 2M 32X DN | Released | 1067 | No | 842571121865 | 14 | 13 | 19 | 12
Analog & Turbo PTZ | DS-2AE7123TI-A | Outdoor PTZ, TurboHD, 1.3MP/7200p, 23X Optical Zoom, Day/Night, Integrated IR, IP66, Heater, 24VAC | PTZ OUT TRBO 1.3M 23X DN IR | EOL - Preparation | 1067 | No | 816783018374 | 14 | 20 | 11 | 11
Analog & Turbo PTZ | DS-2AE7232TI-A | Outdoor PTZ, 7-Inch, TurboHD, 2MP, Switchable TVI/CVI/AHD/CVBS Video, 32X Optical Zoom 16x Digital Zoom, Day/Night, 150m IR, IP66, 24VAC | PTZ OUT TURBO 2M 32X DN IR | Released | 1257 | No | 842571115727 | 15 | 11 | 20 | 11
Analog & Turbo | DS-2CC12D8T-AMM | Box Camera, HD1080p/CVBS, C/CS Mount, Day/Night, 3D DNR, AI-DC Drive, UTC Menu, 24VAC/12VDC | BX 1080P TURB UTC DN AI | Released | 185 | No | 842571107852 | 2 | 3 | 4 | 3
Analog & Turbo | DS-2CC12D9T-A | Box Camera, HD1080p, C/CS Mount, Day/Night, True WDR, UTC Menu, IP66, 24VAC/12VDC | BX 1080P TURB UTC DN | Released | 163 | No | 813908021370 | 1 | 4 | 7 | 4
Analog & Turbo | DS-2CC12D9T-AIT3ZE | Outdoor IR Bullet, TurboHD 4.0, HD-TVI, 2MP, 2.8-12mm Motorized Zoom/Focus, Ultra Low Light, 40m EXIR 2.0, Day/Night, True WDR, Smart IR, PoC, UTC Menu, IP67, 12VDC/ 24VAC | Out Bul 2MP TVI IR 12mm | Released | 165 | No | 842571105117 | 2 | 5 | 10 | 5
Analog & Turbo | DS-2CC12D9T-IT3E 2.8mm | Outdoor IR Bullet, TurboHD 4.0, HD-TVI, 2MP, 2.8mm, Ultra Low Light, 80m EXIR 2.0, Day/Night, True WDR, Smart IR, PoC, UTC Menu, IP67, 12 VDC | Out Bul 2MP TVI IR 2.8mm | Released | 124 | No | 842571105124 | 2 | 5 | 10 | 5
Analog & Turbo | DS-2CC12D9T-IT3E 3.6mm | Outdoor IR Bullet, TurboHD 4.0, HD-TVI, 2MP, 3.6mm, Ultra Low Light, 40m EXIR 2.0, Day/Night, True WDR, Smart IR, UTC Menu, IP67, 12 VDC | Out Bul 2MP TVI IR 3.6mm | Released | 124 | No | 842571110463 | 2 | 5 | 10 | 5
Analog & Turbo | DS-2CC12D9T-IT3E 6mm | Outdoor IR Bullet, TurboHD 4.0, HD-TVI, 2MP, 6mm, Ultra Low Light, 40m EXIR 2.0, Day/Night, True WDR, Smart IR, PoC, UTC Menu, IP67, 12 VDC | Out Bul 2MP TVI IR 6mm | Released | 124 | No | 842571110470 | 2 | 5 | 10 | 5
Analog & Turbo | DS-2CC12D9T-IT5E 3.6mm | Outdoor IR Bullet, TurboHD 4.0, HD-TVI, 2MP, 3.6mm, Ultra Low Light, 80m EXIR 2.0, Day/Night, True WDR, Smart IR, PoC, UTC Menu, IP67, 12 VDC | Out Bul 2MP TVI IR 3.6mm | Released | 146 | No | 842571110487 | 2 | 5 | 10 | 5
Analog & Turbo | DS-2CC12D9T-IT5E 6mm | Outdoor IR Bullet, TurboHD 4.0, HD-TVI, 2MP, 6mm, Ultra Low Light, 80m EXIR 2.0, Day/Night, True WDR, Smart IR, PoC, UTC Menu, IP67, 12 VDC | Out Bul 2MP TVI IR 6mm | Released | 146 | No | 842571110494 | 2 | 5 | 10 | 5
Analog & Turbo | DS-2CC52D9T-AITZE | Indoor IR Dome, TurboHD 4.0, HD-TVI, 2MP, 2.8-12mm Motorized Zoom/Focus, Ultra Low Light, 40m EXIR 2.0, Day/Night, True WDR, Smart IR, PoC, UTC Menu, IP50, 24VAC/12VDC | Ind Dm 2MP TVI IR 2.8-12 MVF | Released | 165 | No | 842571105278 | 2 | 6 | 7 | 7
Analog & Turbo | DS-2CC52D9T-AVPIT3ZE | Outdoor IR Dome, TurboHD 4.0, HD-TVI, 2MP, 2.8-12mm Motorized Zoom/Focus, Ultra Low Light, 40m EXIR 2.0, Day/Night, True WDR, Smart IR, PoC, UTC Menu, IP67, 24VAC/12VDC | Out Dm 2MP TVI IR 2.8-12 MVF | Released | 189 | No | 842571105155 | 2 | 6 | 7 | 7
Analog & Turbo | DS-2CC52D9T-AVPIT3ZEB | Outdoor IR Dome, TurboHD 4.0, HD-TVI, 2MP, 2.8-12mm Motorized Zoom/Focus, Ultra Low Light, 40m EXIR 2.0, Day/Night, True WDR, Smart IR, PoC, UTC Menu, IP67, 24VAC/12VDC, Black Finish | Out Dm 2MP TVI IR 2.8-12 MVF | Released | 189 | No | 842571109771 | 3 | 4 | 1 | 4
Analog & Turbo | DS-2CC52D9T-IT3E 2.8mm | Outdoor IR Turret, TurboHD 4.0, HD-TVI, 2MP, 2.8mm, Ultra Low Light, 80m EXIR 2.0, Day/Night, True WDR, Smart IR, UTC Menu, IP67, 12 VDC | Out Tur 2MP TVI IR 3.6mm | Released | 150 | No | 842571105162 | 2 | 5 | 10 | 5
Analog & Turbo | DS-2CC52D9T-IT3E 3.6mm | Outdoor IR Turret, TurboHD 4.0, HD-TVI, 2MP, 3.6mm, Ultra Low Light, 40m EXIR 2.0, Day/Night, True WDR, Smart IR, PoC, IP67, 12 VDC | Out Tur 2MP TVI IR 3.6mm | Released | 150 | No | 842571105285 | 2 | 6 | 6 | 6
Analog & Turbo | DS-2CC52D9T-IT3E 6mm | Outdoor IR Turret, TurboHD 4.0, HD-TVI, 2MP, 8mm, Ultra Low Light, 80m EXIR 2.0, Day/Night, True WDR, Smart IR, UTC Menu, IP67, 12 VDC | Out Tur 2MP TVI IR 8mm | Released | 150 | No | 842571105292 | 2 | 5 | 10 | 5
Analog & Turbo | DS-2CC52H1T-FITS | Panaramic 180 degree, Indoor, 5MP, Built-in microphone, 12VDC | Out Dom 5MP TVI FE 1.1mm | Released | 380 | No | 842571104851 | 1 | 4 | 6 | 5
Value IP | DS-2CD2022WD-I 6mm | Outdoor Bullet, 2MP/1080p, H264, 6mm, Day/Night, 120dB WDR, IR (30m), IP66, PoE/12VDC | BLTIP662MP 6MM WDR IR POE/12 | EOL - Preparation | 239 | No | 813908022582 | 1 | 4 | 7 | 4
Value IP | DS-2CD2023G0-I 2.8mm | Outdoor Bullet, 2MP/1080p, H265+, 2.8mm, Day/Night, 120dB WDR, EXIR 2.0 (30m), IP67, PoE/12VDC | BLT IP67 2MP28MM WDR POE/12 | Released | 204 | No | 842571120110 | 2 | 5 | 9 | 5
Value IP | DS-2CD2023G0-I 4mm | Outdoor Bullet, 2MP/1080p, H265+, 4mm, Day/Night, 120dB WDR, EXIR 2.0 (30m), IP67, PoE/12VDC | BLT IP67 2MP4MM WDR POE/12 | Released | 204 | No | 842571120127 | 2 | 5 | 9 | 5
Performance IP | DS-2CD2025FHWD-I 2.8mm | Outdoor Bullet, 2MP/1080p, H265+, 60fps, 2.8mm, Day/Night, DarkFighter, 120dB WDR, EXIR 2.0 (30m), IP67, PoE/12VDC | BLT IP67 2MP28MM WDR POE/12 | Released | 261 | No | 842571121315 | 2 | 5 | 9 | 5
Performance IP | DS-2CD2025FHWD-I 4mm | Outdoor Bullet, 2MP/1080p, H265+, 60fps, 4mm, Day/Night, DarkFighter, 120dB WDR, EXIR 2.0 (30m), IP67, PoE/12VDC | BLT IP67 2MP4MM WDR POE/12 | Released | 261 | No | 842571121322 | 2 | 5 | 9 | 5
Performance IP | DS-2CD2025FHWD-I 6mm | Outdoor Bullet, 2MP/1080p, H265+, 60fps, 6mm, Day/Night, DarkFighter, 120dB WDR, EXIR 2.0 (30m), IP67, PoE/12VDC | BLT IP67 2MP6MM WDR POE/12 | Released | 261 | No | 842571121339 | 2 | 5 | 9 | 5
Performance IP | DS-2CD2025FHWD-I 8mm | Outdoor Bullet, 2MP/1080p, H265+, 60fps, 8mm, Day/Night, DarkFighter, 120dB WDR, EXIR 2.0 (30m), IP67, PoE/12VDC | BLT IP67 2MP8MM WDR POE/13 | Released | 261 | No | 842571121476 | 2 | 5 | 9 | 5
Performance IP | DS-2CD2025FWD-I 2.8mm | Outdoor Bullet, 2MP/1080p, H265+, 2.8mm, Day/Night, 120dB WDR, EXIR 2.0 (30m), IP67, PoE/12VDC | BLT IP67 2M 2.8WDREXIRPOE/12 | EOL - Preparation | 261 | No | 842571101737 | 2 | 5 | 9 | 5
Performance IP | DS-2CD2025FWD-I 4mm | Outdoor Bullet, 2MP/1080p, H265+, 4mm, Day/Night, 120dB WDR, EXIR 2.0 (30m), IP67, PoE/12VDC | BLT IP67 2M 4MMWDREXIRPOE/12 | EOL - Preparation | 261 | No | 842571101744 | 2 | 5 | 9 | 5
Performance IP | DS-2CD2025FWD-I 6mm | Outdoor Bullet, 2MP/1080p, H265+, 6mm, Day/Night, 120dB WDR, EXIR 2.0 (30m), IP67, PoE/12VDC | BLT IP67 2M6MMWDR EXIRPOE/12 | EOL - Preparation | 261 | No | 842571101836 | 2 | 5 | 9 | 5
Performance IP | DS-2CD2025FWD-I 8mm | Outdoor Bullet, 2MP/1080p, H265+, 8mm, Day/Night, 120dB WDR, EXIR 2.0 (30m), IP67, PoE/12VDC | BLT IP67 2M 8WDREXIRPOE/12 | EOL - Preparation | 261 | No | 842571105926 | 1.6 | 5 | 9 | 5
Performance IP | DS-2CD2035FWD-I 4mm | Outdoor Bullet, 3MP, H265+, 4mm, Day/Night, 120dB WDR, EXIR 2.0 (30m), IP67, PoE/12VDC | BLT IP67 3M 4MMWDR EXIR POE/12 | Released | 283 | No | 842571101768 | 2 | 5 | 9 | 5
Value IP | DS-2CD2043G0-I 2.8mm | Outdoor Bullet, 4MP-30fps, H265+, 2.8mm, Day/Night, 120dB WDR, EXIR 2.0 (30m), IP67, PoE/12VDC | BLT IP67 4MP28MM WDR POE/12 | Released | 222 | No | 842571120097 | 2 | 5 | 9 | 5
Value IP | DS-2CD2043G0-I 4mm | Outdoor Bullet, 4MP/1080p, H265+, 4mm, Day/Night, 120dB WDR, EXIR 2.0 (30m), IP67, PoE/12VDC | BLT IP67 4MP4MM WDR POE/12 | Released | 222 | No | 842571120103 | 2 | 9 | 5 | 5
Value IP | DS-2CD2043G0-IB 2.8mm | Outdoor Bullet Black, 4MP-30fps, H265+, 2.8mm, Day/Night, 120dB WDR, EXIR 2.0 (30m), IP67, PoE/12VDC | BLTB IP67 4MP28MM WDR POE/12 | Released | 222 | No | 842571124880 | 2 | 5 | 9 | 5
Value IP | DS-2CD2043G0-IB 4mm | Outdoor Bullet Black, 4MP/1080p, H265+, 4mm, Day/Night, 120dB WDR, EXIR 2.0 (30m), IP67, PoE/12VDC | BLTB IP67 4MP4MM WDR POE/12 | Released | 222 | No | 842571124897 | 2 | 5 | 9 | 5
Performance IP | DS-2CD2045FWD-I 2.8mm | Outdoor Bullet, 4MP-30fps, H265+, 2.8mm, Day/Night, DarkFighter, 120dB WDR, EXIR (30m), IP67, PoE/12VDC | BLT IP67 4MP2.8MM WDR POE/12 | Released | 315 | No | 842571117998 | 2 | 5 | 9 | 5
Performance IP | DS-2CD2045FWD-I 4mm | Outdoor Bullet, 4MP-30fps, H265+, 4mm, Day/Night, DarkFighter, 120dB WDR, EXIR (30m), IP67, PoE/12VDC | BLT IP67 4MP 4MM WDR POE/12 | Released | 315 | No | 842571118094 | 2 | 5 | 9 | 5
Performance IP | DS-2CD2045FWD-I 6mm | Outdoor Bullet, 4MP-30fps, H265+, 6mm, Day/Night, DarkFighter, 120dB WDR, EXIR (30m), IP67, PoE/12VDC | BLT IP67 4MP 6MM WDR POE/12 | Released | 315 | No | 842571118100 | 2 | 5 | 9 | 5
Performance IP | DS-2CD2047G1-L 2.8mm | 1/1.8" Progressive Scan CMOS; H.265+/H.265/H.264+/H.264/MJPEG; Color: 0.0014 lux @(F1.0, AGC ON), 0 lux with LED on; 30fps(2688×1520, 2304×1296, 1920×1080); VCA functions; 3 streams; 3D DNR; BLC; ICR; 3000K Warm LED; DC12V&PoE; Built-in micro SD/SDHC | OT BL 2.8mm 4MP 24Hrx7 color | Released | 391 | No | 842571130362 | 3 | 6 | 12 | 5
Performance IP | DS-2CD2055FWD-I 4mm | Outdoor Bullet, 5MP, H265+, 4mm, Day/Night, 120dB WDR, EXIR 2.0 (30m), IP67, PoE/12VDC | BLT IP67 5M4MMWDREXIRPOE/12 | EOL - Preparation | 348 | No | 842571101805 | 2 | 5 | 9 | 5
Performance IP | DS-2CD2055FWD-I 6mm | Outdoor Bullet, 5MP, H265+, 6mm, Day/Night, 120dB WDR, EXIR 2.0 (30m), IP67, PoE/12VDC | BLT IP67 5M 6MMWDREXIRPOE/12 | EOL - Preparation | 348 | No | 842571101867 | 2 | 5 | 9 | 5
Performance IP | DS-2CD2055FWD-I 8mm | Outdoor Bullet, 5MP, H265+, 8mm, Day/Night, 120dB WDR, EXIR 2.0 (30m), IP67, PoE/12VDC | BLT IP67 5M 8MMWDREXIRPOE/12 | Released | 348 | No | 842571105940 | 1.6 | 5 | 9 | 5
Value IP | DS-2CD2063G0-I 2.8mm | Outdoor Bullet, 6MP-20fps, H265+, 2.8mm, Day/Night, 120dB WDR, EXIR 2.0 (30m), IP67, PoE/12VDC | BLT IP67 4MP28MM WDR POE/12 | EOL - Preparation | 293 | No | 842571120349 | 2 | 5 | 9 | 5
Value IP | DS-2CD2063G0-I 4mm | Outdoor Bullet, 6MP-20fps, H265+, 4mm, Day/Night, 120dB WDR, EXIR 2.0 (30m), IP67, PoE/12VDC | BLT IP67 4MP4MM WDR POE/12 | EOL - Preparation | 293 | No | 842571120387 | 2 | 5 | 9 | 5
Performance IP | DS-2CD2065G1-I 2.8mm | Outdoor Bullet, 6MP, H265+, 2.8mm, Day/Night, DarkFighter, 120dB WDR, EXIR 2.0 (30m), IP67, IK10, PoE/12VDC | BLT IP67 6MP28MM WDR POE/12 | Released | 348 | No | 842571121568 | 2 | 5 | 9 | 5
Performance IP | DS-2CD2065G1-I 4mm | Outdoor Bullet, 6MP, H265+, 4mm, Day/Night, DarkFighter, 120dB WDR, EXIR 2.0 (30m), IP67, IK10, PoE/12VDC | BLT IP67 6MP4MM WDR POE/12 | Released | 348 | No | 842571121698 | 2 | 5 | 9 | 5
Performance IP | DS-2CD2065G1-I 6mm | Outdoor Bullet, 6MP, H265+, 6mm, Day/Night, DarkFighter, 120dB WDR, EXIR 2.0 (30m), IP67, IK10, PoE/12VDC | BLT IP67 6MP6MM WDR POE/12 | Released | 348 | No | 842571121704 | 2 | 5 | 9 | 5
Value IP | DS-2CD2083G0-I 2.8mm | Outdoor Bullet, 8MP, H265+, 2.8mm, Day/Night, 120dB WDR, EXIR 2.0 (30m), IP67, PoE/12VDC | BLT IP67 8MP28MM WDR POE/12 | Released | 293 | No | 842571122831 | 2 | 5 | 9 | 5
Value IP | DS-2CD2083G0-I 4mm | Outdoor Bullet, 8MP, H265+, 4mm, Day/Night, 120dB WDR, EXIR 2.0 (30m), IP67, PoE/12VDC | BLT IP67 8MP4MM WDR POE/12 | Released | 293 | No | 842571130898 | 2 | 5 | 9 | 5
Performance IP | DS-2CD2085FWD-I 6mm | Outdoor Bullet, 8MP, H265+, 6mm, Day/Night, 120dB WDR, EXIR 2.0 (30m), IP67, PoE/12VDC | BLT IP67 8M 6MMWDR EXIR POE/12 | Released | 522 | No | 842571101881 | 2 | 5 | 9 | 5
Performance IP | DS-2CD2085G1-I 2.8mm | Outdoor Bullet, 8MP, H265+, 2.8mm, Day/Night, DarkFighter, 120dB WDR, EXIR 2.0 (30m), IP67, IK10, PoE/12VDC | BLT IP67 8MP28MM WDR POE/12 | Released | 391 | No | 842571121575 | 2 | 5 | 9 | 5
Performance IP | DS-2CD2085G1-I 4mm | Outdoor Bullet, 8MP, H265+, 4mm, Day/Night, DarkFighter, 120dB WDR, EXIR 2.0 (30m), IP67, IK10, PoE/12VDC | BLT IP67 8MP4MM WDR POE/12 | Released | 391 | No | 842571121711 | 2 | 5 | 9 | 5
Performance IP | DS-2CD2085G1-I 6mm | Outdoor Bullet, 8MP, H265+, 6mm, Day/Night, DarkFighter, 120dB WDR, EXIR 2.0 (30m), IP67, IK10, PoE/12VDC | BLT IP67 8MP6MM WDR POE/12 | Released | 391 | No | 842571121728 | 2 | 5 | 9 | 5
Value IP | DS-2CD2112F-I 12mm | Outdoor Dome, 1.3MP/720p, H264, 12mm, Day/Night, IR (30m), 3-Axis, uSD, IP66, PoE/12VDC | 1.3MP/VANDOMIR12MM-30CIP66 | EOL - Preparation | 219 | No | 816783019609 | 1 | 4 | 5 | 5
Value IP | DS-2CD2112F-I 2.8mm | Outdoor Dome, 1.3MP/720p, H264, 2.8mm, Day/Night, IR (30m), 3-Axis, uSD, IP66, PoE/12VDC | 1.3MP/VANDOMIR2.8M-30CIP66 | EOL - Preparation | 219 | No | 816783019586 | 1 | 4 | 5 | 5
Value IP | DS-2CD2112F-I 6mm | Outdoor Dome, 1.3MP/720p, H264, 6mm, Day/Night, IR (30m), 3-Axis, uSD, IP66, PoE/12VDC | 1.3MP/VANDOM/IR/6MM/IP66 | EOL - Preparation | 219 | No | 816783019593 | 1 | 4 | 5 | 5
Value IP | DS-2CD2112F-IWS 2.8mm | Outdoor Dome, 1.3MP/720p, H264, 2.8mm, Day/Night, IR (30m), WiFi, 3-Axis, uSD, Alarm I/O, Audio I/O, IP66, PoE/12VDC | 1.3MDM 2.8MM IP66 DN WIFI IO | EOL - Preparation | 246 | No | 813908020298 | 1 | 4 | 5 | 5
Value IP | DS-2CD2112F-IWS 4mm | Outdoor Dome, 1.3MP/960p, H264+, 4mm, W-Fi 120dB WDR, Day/Night, IR (30m), 3-Axis, uSD, IP67/IK10, PoE/12VDC | 1.3M DM 4MM IP66 DN WIFI IO | EOL - Preparation | 246 | No | 816783019937 | 1 | 4 | 5 | 5
Value IP | DS-2CD2112FWD-I 4mm | Outdoor Dome, 1.3MP/720p, H264+/H.264, 4mm, 120dB WDR, Day/Night, IR 100ft, 3-Axis, uSD, IP67/IK10, PoE/12VDC | 1.3MP/VANDOM/IR/4MM//IP67 | EOL - Preparation | 185 | No | 813908026238 | 2 | 4 | 5 | 5
Value IP | DS-2CD2112FWD-I 6mm | Outdoor Dome, 1.3MP/720p, H264+/H.264, 6mm, 120dB WDR, Day/Night, IR 100ft, 3-Axis, uSD, IP67/IK10, PoE/12VDC | 1.3MP/VANDOM/IR/6MM/IP67 | EOL - Preparation | 185 | No | 842571108361 | 2 | 4 | 5 | 5
Value IP | DS-2CD2112-I 4mm | Outdoor Dome, 1.3MP/720p, H264, 4mm, Day/Night, IR (30m), IP66, PoE/12VDC | DMIP661.3MP4MMDNIRPOE/12 | Released | 220 | No | 816783013782 | 1 | 5 | 6 | 6
Value IP | DS-2CD2114WD-I 4mm | Outdoor Dome, 1.3MP/720p, H264, 4mm, Day/Night, True WDR, IR (30m), IP66, PoE/12VDC | DM IP66 1.3MP 4MM WDR DN IR | Released | 209 | No | 816783017186 | 1 | 4 | 5 | 5
Value IP | DS-2CD2122FWD-IS 6mm | Outdoor Dome, 2MP/1080p, H264, 6mm, Day/Night, 120dB WDR, IR (30m), 3-Axis, Alarm I/o, Audio I/O, uSD, IP67, PoE/12VDC | DMIP662MP 6MM WDR IR POE/12 | EOL - Preparation | 239 | No | 813908022377 | 1 | 4 | 5 | 5
Value IP | DS-2CD2122FWD-ISB 6mm | Outdoor Dome, 2MP/1080p, H264, 6mm, Day/Night, 120dB WDR, IR (30m), 3-Axis, Alarm I/o, Audio I/O, uSD, IP67, PoE/12VDC, Black finish | DM IP67 2MP 6MM WDR IR POE BLK | Released | 239 | No | 813908027501 | 1 | 4 | 5 | 5
Value IP | DS-2CD2122FWD-IWS 2.8mm | Outdoor Dome, 2MP/1080p, H264+, 2.8mm, W-Fi 120dB WDR, Day/Night, IR (30m), 3-Axis, uSD, IP67/IK10, PoE/12VDC | 2M DM 2.8MM IP67 DN WIFI IO | EOL - Preparation | 260 | No | 842571111309 | 2 | 6 | 7 | 6
Value IP | DS-2CD2122FWD-IWS 4mm | Outdoor Dome, 2MP/1080p, H264+, 4mm, W-Fi 120dB WDR, Day/Night, IR (30m), 3-Axis, uSD, IP67/IK10, PoE/12VDC | 2M DM 4MM IP67 DN WIFI IO | Released | 260 | No | 842571111293 | 2 | 6 | 7 | 6
Value IP | DS-2CD2123G0-I 2.8mm | Outdoor Dome, 2MP/1080p, H265+, 2.8mm, Day/Night, 120dB WDR, EXIR 2.0 (30m), IP67, PoE/12VDC | DM IP67 2MP28MM WDR POE/12 | Released | 204 | No | 842571120158 | 2 | 4 | 5 | 5
Value IP | DS-2CD2123G0-I 4mm | Outdoor Dome, 2MP/1080p, H265+, 4mm, Day/Night, 120dB WDR, EXIR 2.0 (30m), IP67, PoE/12VDC | DM IP67 2MP4MM WDR POE/12 | Released | 204 | No | 842571120165 | 2 | 4 | 5 | 5
Performance IP | DS-2CD2125FHWD-I 2.8mm | Outdoor Dome, 2MP/1080p, H265+, 60fps, 2.8mm, Day/Night, Darkfighter, 120dB WDR, EXIR 2.0 (30m), IP67, IK10, PoE/12VDC | DM IP67 2MP28MM WDR POE/12 | EOL - Preparation | 261 | No | 842571121384 | 2 | 4 | 5 | 5
Performance IP | DS-2CD2125FHWD-I 4mm | Outdoor Dome, 2MP/1080p, H265+, 60fps, 4mm, Day/Night, Darkfighter, 120dB WDR, EXIR 2.0 (30m), IP67, IK10, PoE/12VDC | DM IP67 2MP4MM WDR POE/12 | EOL - Preparation | 261 | No | 842571121391 | 2 | 4 | 5 | 5
Performance IP | DS-2CD2125FHWD-I 6mm | Outdoor Dome, 2MP/1080p, H265+, 60fps, 6mm, Day/Night, Darkfighter, 120dB WDR, EXIR 2.0 (30m), IP67, IK10, PoE/12VDC | DM IP67 2MP 6MM WDR POE/12 | EOL - Preparation | 261 | No | 842571121407 | 2 | 4 | 5 | 5
Performance IP | DS-2CD2125FHWD-I 8mm | Outdoor Dome, 2MP/1080p, H265+, 60fps, 6mm, Day/Night, Darkfighter, 120dB WDR, EXIR 2.0 (30m), IP67, IK10, PoE/12VDC | DM IP67 2MP 8MM WDR POE/12 | EOL - Preparation | 261 | No | 842571121483 | 2 | 4 | 5 | 5
Performance IP | DS-2CD2125FHWD-IS 2.8mm | Outdoor Dome, 2MP/1080p, H265+, 60fps, 2.8mm, Day/Night, Darkfighter, 120dB, WDR, EXIR 2.0 (30m), IP67, IK10, PoE/12VDC, Audio/Alarm I/O | DM IP67 2MP28MM WDR POE/12 | Released | 272 | No | 842571126808 | 2 | 4 | 5 | 5
Performance IP | DS-2CD2125FHWD-IS 4mm | Outdoor Dome, 2MP/1080p, H265+, 60fps, 4mm, Day/Night, Darkfighter, 120dB WDR, EXIR 2.0 (30m), IP67, IK10, PoE/12VDC, Audio/Alarm I/O | DM IP67 2MP4MM WDR POE/12 | Released | 272 | No | 842571129991 | 2 | 5 | 6 | 6
Performance IP | DS-2CD2125FHWD-IS 6mm | Outdoor Dome, 2MP/1080p, H265+, 60fps, 6mm, Day/Night, Darkfighter, 120dB WDR, EXIR 2.0 (30m), IP67, IK10, PoE/12VDC, Audio/Alarm I/O | DM IP67 2MP 6MM WDR POE/12 | Released | 272 | No | 842571129496 | 2 | 5 | 6 | 6
Performance IP | DS-2CD2125FHWD-IS 8mm | Outdoor Dome, 2MP/1080p, H265+, 60fps, 6mm, Day/Night, Darkfighter, 120dB WDR, EXIR 2.0 (30m), IP67, IK10, PoE/12VDC, Audio/Alarm I/O | DM IP67 2MP 8MM WDR POE/12 | Released | 272 | No | 842571130003 | 2 | 5 | 6 | 6
Performance IP | DS-2CD2125FWD-I 4mm | Outdoor Dome, 2MP/1080p, H265+, 4mm, Day/Night, 120dB WDR, EXIR 2.0 (30m), IP67, PoE/12VDC | DM IP67 2M 4MMWDREXIRPOE/12 | Released | 261 | No | 842571101997 | 2 | 4 | 5 | 5
Performance IP | DS-2CD2125FWD-I 8mm | Outdoor Dome, 2MP/1080p, H265+, 8mm, Day/Night, 120dB WDR, EXIR 2.0 (30m), IP67, PoE/12VDC | DM IP67 2M 8WDR EXIR POE/12 | Released | 261 | No | 842571105964 | 1.8 | 4 | 5 | 5
Performance IP | DS-2CD2125G0-IMS 2.8mm | Indoor Dome, 2MP/1080p, HDMI output, H.265/H.264/MJPEG; Color: 0.009 lux @(F1.6, AGC ON), 0 lux with IR; 60fps(1920×1080); VCA functions; 3 streams; 3D DNR, EXIR up to 30m, IK10, PoE/12VDC | DM 2MP28MM HDMI WDR POE/12 | Released | 348 | No | 842571127256 | 2 | 6 | 6 | 6
Performance IP | DS-2CD2125G0-IMS 4mm | Indoor Dome, 2MP/1080p, HDMI output, 4mm, H.265/H.264/MJPEG; Color: 0.009 lux @(F1.6, AGC ON), 0 lux with IR; 60fps(1920×1080); VCA functions; 3 streams; 3D DNR, EXIR up to 30m, IK10, PoE/12VDC | DM 2MP 4MM HDMI WDR POE/12 | Released | 348 | No | 842571127249 | 2 | 6 | 6 | 6
Performance IP | DS-2CD2125G0-IMS 6mm | Indoor Dome, 2MP/1080p, HDMI output, 6mm, H.265/H.264/MJPEG; Color: 0.009 lux @(F1.6, AGC ON), 0 lux with IR; 60fps(1920×1080); VCA functions; 3 streams; 3D DNR, EXIR up to 30m, IK10, PoE/12VDC | DM 2MP 6MM HDMI WDR POE/12 | Released | 348 | No | 842571127287 | 2 | 6 | 6 | 6
Value IP | DS-2CD2132F-I 12mm | Outdoor Dome, 3MP/1080p, H264, 12mm, Day/Night, IR (30m), 3-Axis, uSD, IP66, PoE/12VDC | 3MP/VANDOM/IR/12MM/-30C/IP66 | EOL - Preparation | 257 | No | 816783019647 | 1 | 4 | 5 | 5
Value IP | DS-2CD2132-I 4mm | Outdoor Dome, 3MP/1080p, H264, 4mm, Day/Night, IR (30m), IP66, PoE/12VDC | DM IP66 3MP 4MM DN IR POE/12 | EOL - Preparation | 257 | No | 816783014406 | 1 | 4 | 5 | 6
Performance IP | DS-2CD2135FWD-I 2.8mm | Outdoor Dome, 3MP, H265+, 2.8mm, Day/Night, 120dB WDR, EXIR 2.0 (30m), IP67, PoE/12VDC | DM IP67 3M 2.8WDREXIRPOE/12 | EOL - Preparation | 283 | No | 842571102048 | 2 | 4 | 5 | 5
Performance IP | DS-2CD2135FWD-I 4mm | Outdoor Dome, 3MP, H265+, 4mm, Day/Night, 120dB WDR, EXIR 2.0 (30m), IP67, PoE/12VDC | DM IP67 3M 4MMWDREXIRPOE/12 | EOL - Preparation | 283 | No | 842571101980 | 2 | 4 | 5 | 5
Performance IP | DS-2CD2135FWD-I 6mm | Outdoor Dome, 3MP, H265+, 6mm, Day/Night, 120dB WDR, EXIR 2.0 (30m), IP67, PoE/12VDC | DMIP67 3M 6MMWDR EXIRPOE/12 | EOL - Preparation | 283 | No | 842571102055 | 2 | 4 | 5 | 5
Performance IP | DS-2CD2135FWD-I 8mm | Outdoor Dome, 3MP, H265+, 8mm, Day/Night, 120dB WDR, EXIR 2.0 (30m), IP67, PoE/12VDC | DM IP67 3M 8MMWDREXIRPOE/12 | EOL - Preparation | 283 | No | 842571105971 | 1.8 | 4 | 5 | 5
Value IP | DS-2CD2142FWD-IS 4mm | Outdoor Dome, 4MP/1080p, H264, 4mm, Day/Night, 120dB WDR, IR (30m), 3-Axis, Alarm I/o, Audio I/O, uSD, IP67, PoE/12VDC | DM IP66 4MP4MM WDR IRPOE/12 | EOL - Preparation | 304 | No | 813908022391 | 1 | 4 | 5 | 5
Value IP | DS-2CD2142FWD-IS 6mm | Outdoor Dome, 4MP-20fps/1080p, H264, 6mm, Day/Night, 120dB WDR, IR (30m), 3-Axis, Alarm I/o, Audio I/O, uSD, IP67, PoE/12VDC | DMIP664MP 6MM WDR IR POE/12 | Released | 304 | No | 813908022407 | 1 | 4 | 5 | 5
Value IP | DS-2CD2143G0-I 2.8mm | Outdoor Dome, 4MP-30fps, H265+, 2.8mm, wired only, Day/Night, 120dB WDR, IR (30m), 3-axis, IP67, PoE/12VDC | DM IP67 4MP2.8MM WDR POE/12 | Released | 222 | No | 842571120172 | 2 | 4 | 5 | 5
Value IP | DS-2CD2143G0-I 4mm | Outdoor Dome, 4MP-30fps, H265+, 4mm, wired only, Day/Night, 120dB WDR, IR (30m), 3-axis, IP67, PoE/12VDC | DM IP67 4MP 4MM WDR IRPOE/12 | Released | 222 | No | 842571120189 | 2 | 4 | 5 | 5
Value IP | DS-2CD2143G0-IB 2.8mm | Outdoor Dome, 4MP-30fps, H265+, 2.8mm, wired only, Day/Night, 120dB WDR, IR (30m), 3-axis, IP67, PoE/12VDC, black housing | DM IP67 4MP2.8MM WDR POE/12 | Released | 222 | No | 842571124903 | 2 | 4 | 5 | 5
Value IP | DS-2CD2143G0-IB 4mm | Outdoor Dome, 4MP-30fps, H265+, 4mm, wired only, Day/Night, 120dB WDR, IR (30m), 3-axis, IP67, PoE/12VDC, black housing | DM IP67 4MP 4MM WDR IRPOE/12 | Released | 222 | No | 842571124910 | 2 | 4 | 5 | 5
Performance IP | DS-2CD2145FWD-I 2.8mm | Outdoor Dome, 4MP, H265+, 2.8mm, Day/Night, 120dB WDR, EXIR 2.0 (30m), IP67/IK10, PoE/12VDC | DM IP67 4M 2.8WDR IR POE/12 | EOL - Preparation | 315 | No | 842571118117 | 2 | 5 | 6 | 6
Performance IP | DS-2CD2145FWD-I 4mm | Outdoor Dome, 4MP, H265+, 4mm, Day/Night, 120dB WDR, EXIR 2.0 (30m), IP67/IK10, PoE/12VDC | DM IP67 4M 4WDR IR POE/12 | EOL - Preparation | 315 | No | 842571118124 | 2 | 5 | 6 | 6
Performance IP | DS-2CD2145FWD-IS 2.8mm | Outdoor Dome, 4MP, H265+, 2.8mm, Day/Night, 120dB WDR, EXIR 2.0 (30m), IP67/IK10, PoE/12VDC, Audio/Alarm I/O | DM IP67 4M 2.8WDR IR POE/12 | Released | 326 | No | 842571126815 | 2 | 4 | 5 | 5
Performance IP | DS-2CD2145FWD-IS 4mm | Outdoor Dome, 4MP, H265+, 4mm, Day/Night, 120dB WDR, EXIR 2.0 (30m), Audio/Alarm I/OIP67/IK10, PoE/12VDC | DM IP67 4M 4WDR IR POE/12 | Released | 326 | No | 842571126822 | 2 | 4 | 5 | 5
Performance IP | DS-2CD2145FWD-IS 6mm | Outdoor Dome, 4MP, H265+, 6mm, Day/Night, 120dB WDR, EXIR 2.0 (30m), IP67/IK10, PoE/12VDC, Audio/Alarm I/O | DM IP67 4M 6WDR IR POE/12 | Released | 326 | No | 842571129373 | 2 | 4 | 5 | 5
Performance IP | DS-2CD2146G1-IS 2.8mm | AcuSense Outdoor Dome, 4MP, H265+, 2.8mm, Day/Night, False alarm reduction by target classification, 120dB WDR, EXIR 2.0 (30m), IP67/IK10, PoE/12VDC | AcuS DM IP67 4M 2.8WDRIRPOE | Released | 300 | No | 842571123524 | 2 | 6 | 6 | 6
Performance IP | DS-2CD2146G1-IS 4mm | AcuSense Outdoor Dome, 4MP, H265+, 4mm, Day/Night, False alarm reduction by target classification, 120dB WDR, EXIR 2.0 (30m), IP67/IK10, PoE/12VDC | AcuS DM IP67 4M 4mmWDRIEXIR | Released | 300 | No | 842571123593 | 2 | 6 | 6 | 6
Performance IP | DS-2CD2146G1-IS 6mm | AcuSense Outdoor Dome, 4MP, H265+, 6mm, Day/Night, False alarm reduction by target classification, 120dB WDR, EXIR 2.0 (30m), IP67/IK10, PoE/12VDC | AcuS DM IP67 4M 6mmWDRIRPOE | Released | 300 | No | 842571126792 | 2 | 6 | 6 | 6
Value IP | DS-2CD2152F-I 4mm | Outdoor Dome, 5MP, H264+, 4mm, Day/Night, IR (30m), 3-Axis, uSD, IP66, PoE/12VDC | DM IP66 5MP 4MM DN IR POE/12 | Released | 391 | No | 813908025729 | 1 | 7 | 5 | 5
Value IP | DS-2CD2152F-IS 4mm | Outdoor Dome, 5MP, H264+, 4mm, Day/Night, IR (30m), 3-Axis, uSD, IP66, PoE/12VDC | 5MP VANDOM IR4MMH.264+ IP66 | Released | 326 | No | 842571100228 | 2 | 4 | 5 | 4
Value IP | DS-2CD2152F-IS 6mm | Outdoor Dome, 5MP, H264+, 6mm, Day/Night, IR (30m), 3-Axis, uSD, IP66, PoE/12VDC | 5MP VANDOM IR6MM H.264+IP66 | Released | 326 | No | 842571100235 | 2 | 4 | 5 | 4
Performance IP | DS-2CD2155FWD-I 6mm | Outdoor Dome, 5MP, H265+, 6mm, Day/Night, 120dB WDR, EXIR 2.0 (30m), IP67, PoE/12VDC | DM IP67 5M 6MMWDR EXIR POE/12 | Released | 348 | No | 842571102086 | 2 | 4 | 5 | 5
Performance IP | DS-2CD2155FWD-I 8mm | Outdoor Dome, 5MP, H265+, 8mm, Day/Night, 120dB WDR, EXIR 2.0 (30m), IP67, PoE/12VDC | DM IP67 5M 8MMWDR EXIR POE/12 | Released | 348 | No | 842571105988 | 1.7 | 4 | 5 | 5
Value IP | DS-2CD2163G0-I 2.8mm | Outdoor Dome, 6MP-30fps, H265+, 2.8mm, wired only, Day/Night, 120dB WDR, IR (30m), 3-axis, IP67, PoE/12VDC | DM IP67 6MP2.8MM WDR POE/12 | EOL - Preparation | 293 | No | 842571122046 | 2 | 4 | 5 | 5
Value IP | DS-2CD2163G0-I 4mm | Outdoor Dome, 6MP-30fps, H265+, 4mm, wired only, Day/Night, 120dB WDR, IR (30m), 3-axis, IP67, PoE/12VDC | DM IP67 6MP 4MM WDR IRPOE/12 | EOL - Preparation | 293 | No | 842571122053 | 2 | 4 | 5 | 5
Value IP | DS-2CD2163G0-IS 4mm | Outdoor Dome, 6MP-20fps, H265+, 4mm, Day/Night, 120dB WDR, IR (30m), 3-Axis, Alarm I/o, Audio Mic/O, uSD, IP67, IK10 PoE/12VDC | DM IP67 4MP4MM WDR IR POE/12 | EOL - Preparation | 304 | No | 842571120448 | 2 | 4 | 5 | 5
Performance IP | DS-2CD2165G0-I 2.8mm | Outdoor Dome, 6MP, H265+, 2.8mm, Day/Night, Darkfighter, 120dB WDR, EXIR 2.0 (30m), IP67, IK10, PoE/12VDC | DM IP67 6MP 2.8MM WDR POE/12 | Released | 348 | No | 842571121612 | 2 | 4 | 5 | 5
Performance IP | DS-2CD2165G0-I 4mm | Outdoor Dome, 6MP, H265+, 4mm, Day/Night, Darkfighter, 120dB WDR, EXIR 2.0 (30m), IP67, IK10, PoE/12VDC | DM IP67 6MP 4MM WDR POE/12 | Released | 348 | No | 842571121629 | 2 | 4 | 5 | 5
Performance IP | DS-2CD2165G0-I 6mm | Outdoor Dome, 6MP, H265+, 6mm, Day/Night, Darkfighter, 120dB WDR, EXIR 2.0 (30m), IP67, IK10, PoE/12VDC | DM IP67 6MP 6MM WDR POE/12 | Released | 348 | No | 842571121636 | 2 | 4 | 5 | 5
Value IP | DS-2CD2183G0-I 2.8mm | Outdoor Dome, 8MP, H265+, 2.8mm, wired only, Day/Night, 120dB WDR, IR (30m), 3-axis, IP67, PoE/12VDC | DM IP67 8MP2.8MM WDR POE/12 | Released | 293 | No | 842571122879 | 2 | 5 | 6 | 6
Value IP | DS-2CD2183G0-I 4mm | Outdoor Dome, 8MP, H265+, 4mm, wired only, Day/Night, 120dB WDR, IR (30m), 3-axis, IP67, PoE/12VDC | DM IP67 8MP4MM WDR POE/12 | Released | 293 | No | 842571130904 | 2 | 4 | 5 | 5
Value IP | DS-2CD2183G0-IB 2.8mm | Outdoor Dome Black, 8MP, H265+, 2.8mm, wired only, Day/Night, 120dB WDR, IR (30m), 3-axis, IP67, PoE/12VDC | DMB IP67 8MP2.8MM WDR POE/12 | Released | 293 | No | 842571124927 | 2 | 4 | 5 | 5
Performance IP | DS-2CD2185FWD-I 2.8mm | Outdoor Dome, 8MP, H265+, 2.8mm, Day/Night, 120dB WDR, EXIR 2.0 (30m), IP67, PoE/12VDC | DM IP67 8M 2.8WDR EXIRPOE/12 | EOL - Preparation | 391 | No | 842571102109 | 2 | 4 | 5 | 5
Performance IP | DS-2CD2185FWD-I 4mm | Outdoor Dome, 8MP, H265+, 4mm, Day/Night, 120dB WDR, EXIR 2.0 (30m), IP67, PoE/12VDC | DM IP67 8M 4MMWDR EXIRPOE/12 | EOL - Preparation | 391 | No | 842571102093 | 2 | 4 | 5 | 5
Performance IP | DS-2CD2185FWD-IS 6mm | Outdoor Dome, 8MP, H265+, 6mm, Day/Night, 120dB WDR, EXIR 2.0 (30m), IP67, PoE/12VDC, Audio/Alarm I/O | DM IP67 8M 6MMWDR EXIRPOE/12 | Released | 402 | No | 842571129984 | 2 | 5 | 6 | 6
Performance IP | DS-2CD2185FWD-IS 8mm | Outdoor Dome, 8MP, H265+, 8mm, Day/Night, 120dB WDR, EXIR 2.0 (30m), IP67, PoE/12VDC, Audio/Alarm I/O | DM IP67 8M 8MMWDR EXIRPOE/12 | Released | 402 | No | 842571129939 | 2 | 4 | 5 | 5
Performance IP | DS-2CD2185FWD-ISB 2.8mm | Outdoor Dome Black housing, 8MP, H265+, 2.8mm, Day/Night, 120dB WDR, EXIR 2.0 (30m), IP67, PoE/12VDC, Audio/Alarm I/O | DM BL IP67 8M 2.8WDR EXIRPOE | Released | 402 | No | 842571125771 | 2 | 5 | 6 | 6
Performance IP | DS-2CD2185G0-IMS 2.8mm | Indoor Dome, 8MP, HDMI output, H.265/H.264/MJPEG; color: 0.028 lux@ (f/2.0, AGC on), 0 lux with IR; 20fps(3840×1920); VCA functions; 3 streams; 3D DNR, EXIR up to 30m, IK10, PoE/12VDC | DM 8MP28MM HDMI WDR POE/12 | Released | 500 | No | 842571127263 | 2 | 6 | 6 | 6
Performance IP | DS-2CD2185G0-IMS 4mm | Indoor Dome, 8MP, HDMI output, 4mm, H.265/H.264/MJPEG; color: 0.028 lux@ (f/2.0, AGC on), 0 lux with IR; 20fps(3840×1920); VCA functions; 3 streams; 3D DNR, EXIR up to 30m, IK10, PoE/12VDC | DM 8MP 4MM HDMI WDR POE/12 | Released | 500 | No | 842571127270 | 2 | 6 | 6 | 6
Performance IP | DS-2CD2185G0-IMS 6mm | Indoor Dome, 8MP, HDMI output, 6mm, H.265/H.264/MJPEG; color: 0.028 lux@ (f/2.0, AGC on), 0 lux with IR; 20fps(3840×1920); VCA functions; 3 streams; 3D DNR, EXIR up to 30m, IK10, PoE/12VDC | DM 8MP 6MM HDMI WDR POE/12 | Released | 500 | No | 842571127294 | 2 | 6 | 6 | 6
Value IP | DS-2CD2212-I5 12mm | Outdoor Bullet, 1.3MP/720p, H264, 12mm, Day/Night, EXIR (50m), IP66, PoE/12VDC | BLT IP66 1.3MP 12MM DN EXIR | EOL - Preparation | 257 | No | 816783015076 | 3 | 6 | 15 | 6
Value IP | DS-2CD2212-I5 4mm | Outdoor Bullet, 1.3MP/720p, H264, 4mm, Day/Night, EXIR (50m), IP66, PoE/12VDC | BLT IP66 1.3MP 4MM DN EXIR | EOL - Preparation | 257 | No | 816783014758 | 3 | 6 | 15 | 6
Value IP | DS-2CD2212-I5 6mm | Outdoor Bullet, 1.3MP/720p, H264, 6mm, Day/Night, EXIR (50m), IP66, PoE/12VDC | BLT IP66 1.3MP 6MM DN EXIR | EOL - Preparation | 257 | No | 816783015083 | 3 | 6 | 15 | 6
Value IP | DS-2CD2232-I5 4mm | Outdoor Bullet, 3MP/1080p, H264, 4mm, Day/Night, EXIR (50m), IP66, PoE/12VDC | BLT IP66 3MP 4MM DN EXIR | EOL - Preparation | 304 | No | 816783014765 | 3 | 6 | 15 | 6
Value IP | DS-2CD2312-I 12mm | Turret Dome, 1.3MP/720p, H264, 12mm, Day/Night, EXIR (30m), IP66, PoE/12VDC | TUR IP66 1.3MP 12MM DN EXIR | EOL - Preparation | 257 | No | 816783015106 | 2 | 6 | 6 | 6
Value IP | DS-2CD2312-I 2.8mm | Turret Dome, 1.3MP/720p, H264, 2.8mm, Day/Night, EXIR (30m), IP66, PoE/12VDC | TUR IP66 1.3MP 2.8MM DN EXIR | EOL - Preparation | 257 | No | 816783015113 | 2 | 6 | 6 | 6
Value IP | DS-2CD2312-I 4mm | Turret Dome, 1.3MP/720p, H264, 4mm, Day/Night, EXIR (30m), IP66, PoE/12VDC | TUR IP66 1.3MP 4MM DN EXIR | EOL - Preparation | 257 | No | 816783014772 | 2 | 6 | 6 | 6
Value IP | DS-2CD2312-I 6mm | Turret Dome, 1.3MP/720p, H264, 6mm, Day/Night, EXIR (30m), IP66, PoE/12VDC | TUR IP66 1.3MP 6MM DN EXIR | EOL - Preparation | 257 | No | 816783015120 | 2 | 6 | 6 | 6
Value IP | DS-2CD2312WD-I 4mm | Turret Dome, 1.3MP/960p, H264+, 4mm, 120dB WDR, Day/Night, EXIR (30m), IP67, PoE/12VDC | TUR IP67 1.3MP 4MM DN EXIR | Released | 207 | No | 842571108378 | 2 | 6 | 6 | 6
Value IP | DS-2CD2312WD-I 6mm | Turret Dome, 1.3MP/960p, H264+, 6mm, 120dB WDR, Day/Night, EXIR (30m), IP67, PoE/12VDC | TUR IP67 1.3MP 6MM DN EXIR | Released | 207 | No | 842571108385 | 2 | 6 | 6 | 6
Value IP | DS-2CD2322WD-I 2.8mm | Turret Dome, 2MP/1080p, H264, 2.8mm, Day/Night, 120dB WDR, EXIR (30m), IP66, PoE/12VDC | TURIP662MP2.8MMWDRIRPOE/12 | EOL - Preparation | 272 | No | 813908022513 | 1 | 6 | 6 | 6
Value IP | DS-2CD2322WD-I 4mm | Turret Dome, 2MP/1080p, H264, 4mm, Day/Night, 120dB WDR, EXIR (30m), IP66, PoE/12VDC | TURIP662MP 4MM WDR IR POE/12 | EOL - Preparation | 272 | No | 813908022520 | 1 | 6 | 6 | 6
Value IP | DS-2CD2322WD-I 6mm | Turret Dome, 2MP/1080p, H264, 6mm, Day/Night, 120dB WDR, EXIR (30m), IP66, PoE/12VDC | TUR IP662MP6MMWDRIRPOE/12 | EOL - Preparation | 272 | No | 813908022537 | 1 | 6 | 6 | 6
Value IP | DS-2CD2323G0-I 2.8mm | Outdoor Turret, 2MP/1080p, H265+, 2.8mm, Day/Night, 120dB WDR, EXIR 2.0 (30m), IP67, PoE/12VDC | TUR IP67 2MP28MM WDR POE/12 | Released | 215 | No | 842571120073 | 2 | 6 | 6 | 6
Value IP | DS-2CD2323G0-I 4mm | Outdoor Turret, 2MP/1080p, H265+, 4mm, Day/Night, 120dB WDR, EXIR 2.0 (30m), IP67, PoE/12VDC | TUR IP67 2MP4MM WDR POE/12 | Released | 215 | No | 842571120080 | 2 | 6 | 6 | 6
Performance IP | DS-2CD2325FHWD-I 2.8mm | Outdoor Turret, 2MP/1080p, H265+, 60fps, 2.8mm, Day/Night, DarkFighter, 120dB WDR, EXIR 2.0 (30m), IP67, PoE/12VDC | TUR IP67 2MP2.8MM WDR POE/12 | Released | 293 | No | 842571121414 | 2 | 6 | 6 | 6
Performance IP | DS-2CD2325FHWD-I 4mm | Outdoor Turret, 2MP/1080p, H265+, 60fps, 4mm, Day/Night, DarkFighter, 120dB WDR, EXIR 2.0 (30m), IP67, PoE/12VDC | TUR IP67 2MP 4MM WDR POE/12 | Released | 293 | No | 842571121421 | 2 | 6 | 6 | 6
Performance IP | DS-2CD2325FHWD-I 6mm | Outdoor Turret, 2MP/1080p, H265+, 60fps, 6mm, Day/Night, DarkFighter, 120dB WDR, EXIR 2.0 (30m), IP67, PoE/12VDC | TUR IP67 2MP 6MM WDR POE/12 | Released | 293 | No | 842571121438 | 2 | 6 | 6 | 6
Performance IP | DS-2CD2325FHWD-I 8mm | Outdoor Turret, 2MP/1080p, H265+, 60fps, 8mm, Day/Night, DarkFighter, 120dB WDR, EXIR 2.0 (30m), IP67, PoE/12VDC | TUR IP67 2MP8MM WDRPOE/12 | Released | 293 | No | 842571121490 | 2 | 6 | 6 | 6
Performance IP | DS-2CD2325FWD-I 4mm | Turret Dome, 2MP/1080p, H265+, 4mm, Day/Night, 120dB WDR, EXIR 2.0 (30m), IP67, PoE/12VDC | DM IP67 2M 4MMWDREXIRPOE/12 | EOL - Preparation | 293 | No | 842571102123 | 2 | 6 | 6 | 6
Performance IP | DS-2CD2325FWD-I 6mm | Turret Dome, 2MP/1080p, H265+, 6mm, Day/Night, 120dB WDR, EXIR 2.0 (30m), IP67, PoE/12VDC | DM IP67 2M 6MMWDREXIRPOE/12 | EOL - Preparation | 293 | No | 842571102130 | 2 | 6 | 6 | 6
Performance IP | DS-2CD2325FWD-I 8mm | Turret Dome, 2MP/1080p, H265+, 8mm, Day/Night, 120dB WDR, EXIR 2.0 (30m), IP67, PoE/12VDC | DM IP67 2M 8MMWDREXIRPOE/12 | EOL - Preparation | 293 | No | 842571106008 | 2 | 6 | 6 | 6
Performance IP | DS-2CD2327G1-L 4mm | Outdoor Turret, 2MP, H.265+/H.265/H.264+/H.264/MJPEG; Color: 0.0035 lux @(F1.0, AGC ON), 0 lux with LED on; 30fps(1920×1080); VCA functions; 3 streams; 3D DNR; BLC; ICR; 3000K Warm LED; DC12V&PoE; Built-in micro SD/SDHC/SDXC slot | OT TR 4mm 2MP 24Hr*7 color | Released | 326 | No | 842571125818 | 2 | 6 | 7 | 7
Performance IP | DS-2CD2327G1-LU 4mm | Outdoor Turret, 2MP, 4mm, H.265+/H.265/H.264+/H.264/MJPEG; Color: 0.0035 lux @(F1.0, AGC ON), 0 lux with LED on; 25fps/30fps(1920×1080); VCA functions; 3 streams; 3D DNR; BLC; ICR; 3000K Warm LED; DC12V&PoE; Built-in micro SD/SDHC/SDXC slot & Mic-phone | OTTR 4mm2MP 24Hr*7 color mic | Released | 337 | No | 842571125825 | 3 | 6 | 7 | 7
Performance IP | DS-2CD2335FWD-I 2.8mm | Turret Dome, 3MP, H265+, 2.8mm, Day/Night, 120dB WDR, EXIR 2.0 (30m), IP67, PoE/12VDC | DM IP67 3M2.8WDREXIRPOE/12 | EOL - Preparation | 315 | No | 842571101959 | 2 | 6 | 6 | 6
Performance IP | DS-2CD2335FWD-I 4mm | Turret Dome, 3MP, H265+, 4mm, Day/Night, 120dB WDR, EXIR 2.0 (30m), IP67, PoE/12VDC | DM IP67 3M 4MMWDR EXIR POE/12 | Released | 315 | No | 842571102147 | 2 | 6 | 6 | 6
Performance IP | DS-2CD2335FWD-I 6mm | Turret Dome, 3MP, H265+, 6mm, Day/Night, 120dB WDR, EXIR 2.0 (30m), IP67, PoE/12VDC | DM IP67 3M 6MMWDR EXIR POE/12 | Released | 315 | No | 842571102154 | 2 | 6 | 6 | 6
Performance IP | DS-2CD2335FWD-I 8mm | Turret Dome, 3MP, H265+, 8mm, Day/Night, 120dB WDR, EXIR 2.0 (30m), IP67, PoE/12VDC | DM IP67 3M 8MMWDR EXIR POE/12 | Released | 315 | No | 842571106015 | 2 | 6 | 6 | 6
Value IP | DS-2CD2342WD-I 2.8mm | Turret Dome, 4MP-20fps/1080p, H264, 2.8mm, Day/Night, 120dB WDR, EXIR (30m), IP67, PoE/12VDC | TURIP664MP2.8MMWDRIRPOE/12 | EOL - Preparation | 337 | No | 813908022544 | 1 | 6 | 6 | 6
Value IP | DS-2CD2343G0-I 2.8mm | Outdoor Turret, 4MP, H265+, 2.8mm, Day/Night, 120dB WDR, EXIR 2.0 (30m), IP67, PoE/12VDC | TURIP67 4MP28MM WDR POE/12 | Released | 230 | No | 842571120059 | 2 | 6 | 6 | 6
Value IP | DS-2CD2343G0-I 4mm | Outdoor Turret, 4MP, H265+, 4mm, Day/Night, 120dB WDR, EXIR 2.0 (30m), IP67, PoE/12VDC | TURIP67 4MP4MM WDR IR POE/12 | Released | 230 | No | 842571120066 | 2 | 6 | 6 | 6
Value IP | DS-2CD2343G0-IB 2.8mm | Turret Dome, 4MP-30fps, H265+, H.265, 2.8mm, Day/Night, 120dB WDR, EXIR (30m), IP67, PoE/12VDC, black housing | TUR IP674MP2.8MMWDRIR POE/12 | Released | 230 | No | 842571124941 | 2 | 6 | 6 | 6
Value IP | DS-2CD2343G0-IB 4mm | Turret Dome, 4MP-30fps, H265+, H.265, 4mm, Day/Night, 120dB WDR, EXIR (30m), IP67, PoE/12VDC, black housing | TUR IP674MP2.8MMWDRIR POE/12 | Released | 230 | No | 842571124958 | 1 | 6 | 6 | 6
Performance IP | DS-2CD2345FWD-I 2.8mm | Turret Dome, 4MP, H265+, 2.8mm, Day/Night, 120dB WDR, EXIR 2.0 (30m), IP67, PoE/12VDC | TURIP674MP2.8MMWDRIRPOE/12 | Released | 348 | No | 842571118018 | 2 | 6 | 6 | 6
Performance IP | DS-2CD2345FWD-I 4mm | Turret Dome, 4MP, H265+, 4mm, Day/Night, 120dB WDR, EXIR 2.0 (30m), IP67, PoE/12VDC | TURIP674MP4MMWDRIRPOE/12 | Released | 348 | No | 842571118148 | 2 | 6 | 6 | 6
Performance IP | DS-2CD2345FWD-I 6mm | Turret Dome, 4MP, H265+, 6mm, Day/Night, 120dB WDR, EXIR 2.0 (30m), IP67, PoE/12VDC | TURIP674MP6MMWDRIRPOE/12 | Released | 348 | No | 842571118155 | 2 | 6 | 6 | 6
Performance IP | DS-2CD2346G1-I 2.8mm | AcuSense Turret Dome, 4MP, H265+, 2.8mm, Day/Night, False alarm reduction by target classification.120dB WDR, EXIR 2.0 (50m), IP67, PoE/12VDC | AcuS TURIP674MP2.8MMWDRIR | Released | 300 | No | 842571123517 | 3 | 7 | 6 | 7
Performance IP | DS-2CD2346G1-I 4mm | AcuSense Turret Dome, 4MP, H265+,4mm, Day/Night, False alarm reduction by target classification.120dB WDR, EXIR 2.0 (50m), IP67, PoE/12VDC | AcuS TURIP674MP4MMWDRIR | Released | 300 | No | 842571123586 | 2 | 6 | 7 | 7
Performance IP | DS-2CD2346G1-I 6mm | AcuSense Turret Dome, 4MP, H265+,6mm, Day/Night, False alarm reduction by target classification.120dB WDR, EXIR 2.0 (50m), IP67, PoE/12VDC | AcuS TURIP674MP6MMWDRIR | Released | 300 | No | 842571126785 | 2 | 6 | 7 | 7
Performance IP | DS-2CD2346G1-I/SL 2.8mm | AcuSense indoor Turret, 4MP, H265+, 2.8mm, Day/Night, False alarm reduction by target classification. Strobe light & Audio,120dB WDR, EXIR 2.0 (50m), PoE/12VDC | AcuS/SL TUR 4MP2.8MMWDR | Released | 322 | No | 842571126228 | 2 | 6 | 7 | 7
Performance IP | DS-2CD2346G1-I/SL 4mm | AcuSense Indoor Turret, 4MP, H265+, 4mm, Day/Night, False alarm reduction by target classification. Strobe light & Audio,120dB WDR, EXIR 2.0 (50m), PoE/12VDC | AcuS/SL TUR 4MP4MMWDR | Released | 322 | No | 842571126211 | 2 | 6 | 7 | 7
Performance IP | DS-2CD2347G1-L 2.8mm | 1/1.8" Progressive Scan CMOS; H.265+/H.265/H.264+/H.264/MJPEG; Color: 0.0014 lux @(F1.0, AGC ON), 0 lux with LED on; 30fps(2688×1520, 2304×1296, 1920×1080); VCA functions; 3 streams; 3D DNR; BLC; ICR; 3000K Warm LED; DC12V&PoE; Built-in micro SD/SDHC | OT TR 2.8mm 4MP 24Hrx7 color | Released | 391 | No | 842571129526 | 2 | 7 | 6 | 7
Performance IP | DS-2CD2347G1-L 4mm | 1/1.8" Progressive Scan CMOS; H.265+/H.265/H.264+/H.264/MJPEG; Color: 0.0014 lux @(F1.0, AGC ON), 0 lux with LED on; 30fps(2688×1520, 2304×1296, 1920×1080); VCA functions; 3 streams; 3D DNR; BLC; ICR; 3000K Warm LED; DC12V&PoE; Built-in micro SD/SDHC | OT TR 4mm 4MP 24Hr*7 color | Released | 391 | No | 842571125856 | 3 | 6 | 7 | 7
Performance IP | DS-2CD2347G1-LU 2.8mm | 1/1.8" Progressive Scan CMOS; H.265+/H.265/H.264+/H.264/MJPEG; Color: 0.0014 lux @(F1.0, AGC ON), 0 lux with LED on; 30fps(2688×1520, 2304×1296, 1920×1080); VCA functions; 3 streams; 3D DNR; BLC; ICR; 3000K Warm LED; DC12V&PoE; Built-in micro SD/SDHC&Mic | OTTR2.8mm4MP 24Hr*7color mic | Released | 402 | No | 842571129533 | 3 | 7 | 6 | 7
Performance IP | DS-2CD2347G1-LU 4mm | 1/1.8" Progressive Scan CMOS; H.265+/H.265/H.264+/H.264/MJPEG; Color: 0.0014 lux @(F1.0, AGC ON), 0 lux with LED on; 30fps(2688×1520, 2304×1296, 1920×1080); VCA functions; 3 streams; 3D DNR; BLC; ICR; 3000K Warm LED; DC12V&PoE; Built-in micro SD/SDHC&Mic | OTTR 4mm4MP 24Hr*7 color mic | Released | 402 | No | 842571125863 | 3 | 6 | 7 | 7
Value IP | DS-2CD2352-I 2.8mm | Turret Dome, 5MP, H264+, 2.8mm, Day/Night, EXIR (30m), IP66, PoE/12VDC | TUR IP66 5MP 2.8MMEXIR POE/ | Released | 359 | No | 813908025736 | 1 | 5 | 6 | 6
Value IP | DS-2CD2352-I 4mm | Turret Dome, 5MP, H264+, 4mm, Day/Night, EXIR (30m), IP66, PoE/12VDC | TUR IP66 5MP 4MMEXIR POE/12 | Released | 359 | No | 813908025743 | 1 | 5 | 6 | 6
Value IP | DS-2CD2352-I 6mm | Turret Dome, 5MP, H264+, 6mm, Day/Night, EXIR (30m), IP66, PoE/12VDC | TUR IP66 5MP 6MMEXIRPOE/12 | Released | 359 | No | 813908029604 | 2 | 6 | 6 | 6
Performance IP | DS-2CD2355FWD-I 6mm | Turret Dome, 5MP, H265+, 6mm, Day/Night, 120dB WDR, EXIR 2.0 (30m), IP67, PoE/12VDC | DM IP67 5M 6MMWDR EXIR POE/12 | Released | 391 | No | 842571102178 | 2 | 6 | 6 | 6
Value IP | DS-2CD2363G0-I 2.8mm | Outdoor Turret, 6MP, H265+, 2.8mm, Day/Night, 120dB WDR, EXIR 2.0 (30m), IP67, PoE/12VDC | TR IP67 6MP28MM WDR POE/12 | EOL - Preparation | 304 | No | 842571120363 | 2 | 6 | 6 | 6
Value IP | DS-2CD2363G0-I 4mm | Outdoor Turret, 6MP, H265+, 4mm, Day/Night, 120dB WDR, EXIR 2.0 (30m), IP67, PoE/12VDC | TR IP67 6MP4MM WDR POE/12 | EOL - Preparation | 304 | No | 842571120394 | 2 | 6 | 6 | 6
Performance IP | DS-2CD2365G1-I 2.8mm | Outdoor Turret, 6MP, H265+, 2.8mm, Day/Night, DarkFighter, 120dB WDR, EXIR 2.0 (30m), IP67, PoE/12VDC | TUR IP67 6MP2.8MM WDR POE/12 | Released | 380 | No | 842571121605 | 2 | 6 | 7 | 7
Performance IP | DS-2CD2365G1-I 4mm | Outdoor Turret, 6MP, H265+, 4mm, Day/Night, DarkFighter, 120dB WDR, EXIR 2.0 (30m), IP67, PoE/12VDC | TUR IP67 6MP 4MM WDR POE/12 | Released | 380 | No | 842571123982 | 2 | 6 | 7 | 7
Performance IP | DS-2CD2365G1-I 6mm | Outdoor Turret, 6MP, H265+, 6mm, Day/Night, DarkFighter, 120dB WDR, EXIR 2.0 (30m), IP67, PoE/12VDC | TUR IP67 6MP 8MM WDR POE/12 | Released | 380 | No | 842571124019 | 3 | 6 | 7 | 7
Value IP | DS-2CD2383G0-I 2.8mm | Outdoor Turret, 8MP, H265+, 2.8mm, Day/Night, 120dB WDR, EXIR 2.0 (30m), IP67, PoE/12VDC | TR IP67 8MP28MM WDR POE/12 | Released | 304 | No | 842571122848 | 2 | 6 | 6 | 6
Value IP | DS-2CD2383G0-I 4mm | Outdoor Turret, 8MP, H265+, 4mm, Day/Night, 120dB WDR, EXIR 2.0 (30m), IP67, PoE/12VDC | TR IP67 8MP4MM WDR POE/12 | Released | 304 | No | 842571130881 | 2 | 4 | 5 | 5
Value IP | DS-2CD2383G0-IB 2.8mm | Outdoor Turret Black, 8MP, H265+, 2.8mm, Day/Night, 120dB WDR, EXIR 2.0 (30m), IP67, PoE/12VDC | TR IP67 8MP28MM WDR POE/12 | Released | 304 | No | 842571124965 | 2 | 6 | 6 | 6
Performance IP | DS-2CD2385FWD-I 4mm | Turret Dome, 8MP, H265+, 4mm, Day/Night, 120dB WDR, EXIR 2.0 (30m), IP67, PoE/12VDC | DM IP67 8M 4MMWDREXIRPOE/12 | EOL - Preparation | 554 | No | 842571101966 | 2 | 6 | 6 | 6
Performance IP | DS-2CD2385FWD-I 6mm | Turret Dome, 8MP, H265+, 6mm, Day/Night, 120dB WDR, EXIR 2.0 (30m), IP67, PoE/12VDC | DM IP67 8M 6MMWDREXIRPOE/12 | EOL - Preparation | 554 | No | 842571102192 | 2 | 6 | 6 | 6
Performance IP | DS-2CD2385FWD-I 8mm | Turret Dome, 8MP, H265+, 8mm, Day/Night, 120dB WDR, EXIR 2.0 (30m), IP67, PoE/12VDC | DM IP67 8M 8MMWDR EXIR POE/12 | Released | 554 | No | 842571106039 | 2 | 6 | 6 | 6
Performance IP | DS-2CD2385G1-I 2.8mm | Outdoor Turret, 8MP, H265+, 2.8mm, Day/Night, DarkFighter, 120dB WDR, EXIR 2.0 (30m), IP67, PoE/12VDC | TUR IP67 8MP2.8MM WDR POE/12 | Released | 402 | No | 842571121520 | 2 | 6 | 7 | 7
Performance IP | DS-2CD2385G1-I 4mm | Outdoor Turret, 8MP, H265+, 4mm, Day/Night, DarkFighter, 120dB WDR, EXIR 2.0 (30m), IP67, PoE/12VDC | TUR IP67 8MP 4MM WDR POE/12 | Released | 402 | No | 842571123999 | 2 | 6 | 7 | 7
Performance IP | DS-2CD2385G1-I 6mm | Outdoor Turret, 8MP, H265+, 6mm, Day/Night, DarkFighter, 120dB WDR, EXIR 2.0 (30m), IP67, PoE/12VDC | TUR IP67 8MP 6MM WDR POE/12 | Released | 402 | No | 842571124026 | 3 | 6 | 7 | 7
Value IP | DS-2CD2412F-IW 2.8mm | Cube Camera, 1.3MP/720p, H264, 2.8mm, WiFi, Day/Night, IR (10m), Mic, speaker, PIR, I/O, PoE/12VDC | CUBE 1.3M 2.8MM WIFI IO AUD | EOL - Preparation | 250 | No | 816783016790 | 1 | 5 | 9 | 6
Value IP | DS-2CD2412F-IW 4mm | Cube Camera, 1.3MP/720p, H264, 4mm, WiFi, Day/Night, IR (10m), Mic, speaker, PIR, I/O, PoE/12VDC | CUBE 1.3M 4MM WIFI DN IO AUD | EOL - Preparation | 250 | No | 816783016783 | 1 | 5 | 9 | 6
Performance IP | DS-2CD2425FWD-IW 2.8mm | Cube Camera, 2MP/1080p, H265+, 2.8mm, WiFi, Day/Night, IR (10m), Mic, speaker, PIR, I/O, PoE/12VDC | CUBE 2M 2.8MM WIFI DN IO AUD | Released | 239 | No | 842571117790 | 1 | 5 | 9 | 6
Value IP | DS-2CD2432F-IW 4mm | Cube Camera, 3MP/1080p, H264, 4mm, WiFi, Day/Night, IR (10m), Mic, speaker, PIR, I/O, PoE/12VDC | CUBE 3MP 4MM WIFI DN IO AUD | EOL - Preparation | 326 | No | 816783016776 | 1 | 5 | 9 | 6
Value IP | DS-2CD2442FWD-IW 4mm | Cube Camera, 4MP, H264+/H264, 4mm, WiFi, DWDR, Day/Night, IR (10m), Mic, speaker, PIR, I/O, PoE/12VDC | CUBE 4M 4MM WIFI DN IO AUD | EOL - Preparation | 338 | No | 842571110524 | 2 | 5 | 9 | 6
Performance IP | DS-2CD2455FWD-IW 2.8mm | Cube Camera, 5MP, H265+, 2.8mm, WiFi, Day/Night, IR (10m), Mic, speaker, PIR, I/O, PoE/12VDC | CUBE 5M 2.8MM WIFI DN IO AUD | Released | 326 | No | 842571117806 | 2 | 5 | 9 | 6
Value IP | DS-2CD2510F | Outdoor Mini Dome, 1MP/720p, H264, 2mm, Elec. Day/Night, IP66, PoE/12VDC | DM COMPACT 1.3M 2MM DN | Released | 250 | No | 816783019654 | 1 | 4 | 10 | 6
Value IP | DS-2CD2512F-I 4mm | Outdoor Mini Dome, 1.3MP/720p, H264, 4mm, Day/Night, IR (10m), IP66, PoE/12VDC | DM 1.3MP 4MM DN IR POE/12 | EOL - Preparation | 239 | No | 816783016448 | 1 | 4 | 10 | 6
Value IP | DS-2CD2512F-I 6mm | Outdoor Mini Dome, 1.3MP/720p, H264, 6mm, Day/Night, IR (10m), IP66, PoE/12VDC | DM 1.3MP 6MM DN IR POE/12 | EOL - Preparation | 239 | No | 816783016639 | 1 | 4 | 10 | 6
Value IP | DS-2CD2512F-IS 4mm | Outdoor Mini Dome, 1.3MP/720p, H264, 4mm, Day/Night, IR (10m), Alarm I/O, Audio I/O, IP66, PoE/12VDC | DM COMP 1.3M 4MM DN IO AUD | EOL - Preparation | 250 | No | 816783018404 | 2 | 4 | 10 | 6
Value IP | DS-2CD2512F-IS 6mm | Outdoor Mini Dome, 1.3MP/720p, H264, 6mm, Day/Night, IR (10m), IP66, Alarm I/O, Audio I/O, PoE/12VDC | DM COMP 1.3M 6MM DN IO AUD | EOL - Preparation | 250 | No | 816783018411 | 2 | 4 | 10 | 6
Value IP | DS-2CD2512F-IWS 2.8mm | Compact Dome, 1.3MP/720p, H264, 2.8mm, WiFi, Day/Night, IR (10m), Mic, Audio Out, I/O, PoE/12VDC | DM 1.3M 2.8MM WIFI DN IO AUD | Released | 348 | No | 816783016868 | 1 | 4 | 10 | 7
Value IP | DS-2CD2512F-IWS 4mm | Compact Dome, 1.3MP/720p, H264, 2.8mm, WiFi, Day/Night, IR (10m), Mic, Audio Out, I/O, PoE/12VDC | DM 1.3M 4MM WIFI DN IO AUD | Released | 348 | No | 816783016851 | 1 | 4 | 10 | 7
Value IP | DS-2CD2522FWD-IS 4mm | Compact Dome, 2MP/1080p, H264, 4mm, Day/Night, 120dB WDR, IR (30m), 3-Axis, Alarm I/o, Audio Mic/O, uSD, IP67, PoE/12VDC | DM IP672MP4MM WDR IR POE/12 | Released | 272 | No | 813908022414 | 1 | 4 | 10 | 6
Value IP | DS-2CD2522FWD-IS 6mm | Compact Dome, 2MP/1080p, H264, 6mm, Day/Night, 120dB WDR, IR (30m), 3-Axis, Alarm I/o, Audio Mic/O, uSD, IP67, PoE/12VDC | DM IP672MP6MM WDR IR POE/12 | Released | 272 | No | 813908022421 | 1 | 4 | 10 | 6
Value IP | DS-2CD2522FWD-ISB 12mm | Compact Dome, 2MP/1080p, H264, 2.8mm, Day/Night, 120dB WDR, IR (30m), 3-Axis, Alarm I/o, Audio Mic/O, uSD, IP66, PoE/12VDC, Black Finish | DM IP67 2MP 12MM WDR IR BLK | EOL - Preparation | 272 | No | 813908028157 | 1 | 4 | 10 | 6
Value IP | DS-2CD2522FWD-ISB 2.8mm | Compact Dome, 2MP/1080p, H264, 2.8mm, Day/Night, 120dB WDR, IR (30m), 3-Axis, Alarm I/o, Audio Mic/O, uSD, IP67, PoE/12VDC, Black Finish | DM IP67 2MP 2.8MM POE BLK | EOL - Preparation | 272 | No | 813908028164 | 1 | 4 | 10 | 6
Value IP | DS-2CD2522FWD-ISB 4mm | Compact Dome, 2MP/1080p, H264, 2.8mm, Day/Night, 120dB WDR, IR (30m), 3-Axis, Alarm I/o, Audio Mic/O, uSD, IP67, PoE/12VDC, Black Finish | DM IP67 2MP 4MM IR POE BLK | EOL - Preparation | 272 | No | 813908028171 | 1 | 4 | 10 | 6
Value IP | DS-2CD2522FWD-ISB 6mm | Compact Dome, 2MP/1080p, H264, 2.8mm, Day/Night, 120dB WDR, IR (30m), 3-Axis, Alarm I/o, Audio Mic/O, uSD, IP67, PoE/12VDC, Black Finish | DM IP67 2MP 6MM WDR IR POE BLK | Released | 272 | No | 813908028188 | 1 | 4 | 10 | 6
Value IP | DS-2CD2522FWD-ISB 8mm | Compact Dome, 2MP/1080p, H264, 8mm, Day/Night, 120dB WDR, IR (30m), 3-Axis, Alarm I/o, Audio Mic/O, uSD, IP67, PoE/12VDC, Black Finish | DM IP67 2MP 8MM WDR IR BLK | Released | 272 | No | 813908028195 | 1 | 4 | 10 | 6
Value IP | DS-2CD2522FWD-IWS 6mm | Compact Dome, 2MP/1080p, H264, 6mm, Day/Night, 120dB WDR, IR (30m), WiFi, 3-Axis, Alarm I/o, Audio Mic/O, uSD, IP66, PoE/12VDC | DM IP66 2MP 6MM WDR IR WIFI | Released | 293 | No | 813908022445 | 1 | 4 | 10 | 6
Value IP | DS-2CD2523G0-IS 2.8mm | Compact Dome, 2MP/1080p -30fp, H265+, 2.8mm, Day/Night, 120dB WDR, IR (30m), 3-Axis, Alarm I/o, Audio Mic/O, uSD, IP66, PoE/12VDC | DM IP66 2MP28MM WDR POE/12 | Released | 215 | No | 842571120516 | 2 | 4 | 10 | 6
Value IP | DS-2CD2523G0-IS 4mm | Compact Dome, 2MP/1080p -30fp, H265+, 4mm, Day/Night, 120dB WDR, IR (30m), 3-Axis, Alarm I/o, Audio Mic/O, uSD, IP66, PoE/12VDC | DM IP66 2MP4MM WDR POE/12 | Released | 215 | No | 842571120523 | 2 | 4 | 10 | 6
Value IP | DS-2CD2523G0-IWS 2.8mm | Compact Dome, 2 MP, H265+, 2.8 mm, Day/Night, 120 dB WDR, IR (10 m), Wi-Fi, standard range*, 3-Axis, Alarm I/O, Audio I/O, Mic, uSD, IP66, IK08, PoE/12 VDC | DM IP66 2MP2.8MMWDRIR-WIFI | Released | 237 | No | 842571120417 | 2 | 4 | 10 | 6
Value IP | DS-2CD2523G0-IWS 4mm | Compact Dome, 2 MP, H265+, 4 mm, Day/Night, 120 dB WDR, IR (10 m), Wi-Fi, standard range*, 3-Axis, Alarm I/O, Audio I/O, Mic, uSD, IP66, IK08, PoE/12 VDC | DM IP66 2MP2.8MMWDRIR-WIFI | Released | 237 | No | 842571120493 | 2 | 4 | 10 | 6
Performance IP | DS-2CD2525FWD-IS 2.8mm | Compact Dome, 2MP, H265+, 2.8mm, Day/Night, 120dB WDR, IR (10m), Basic Smart Suite2, IP66/IK8, PoE/12VDC | DM IP66 2MP2.8MM WDR IR POE/12 | Released | 293 | No | 842571117929 | 2 | 4 | 10 | 7
Performance IP | DS-2CD2525FWD-IS 4mm | Compact Dome, 2MP, H265+, 4mm, Day/Night, 120dB WDR, IR (10m), Basic Smart Suite2, IP66/IK8, PoE/12VDC | DM IP66 2MP4MM WDR IR POE/12 | Released | 293 | No | 842571117936 | 2 | 4 | 10 | 7
Performance IP | DS-2CD2525FWD-IS 6mm | Compact Dome, 2MP, H265+, 6mm, Day/Night, 120dB WDR, IR (10m), Basic Smart Suite2, IP66/IK8, PoE/12VDC | DM IP66 2MP6MM WDR IR POE/12 | Released | 293 | No | 842571117943 | 2 | 4 | 10 | 7
Value IP | DS-2CD2532F-I 4mm | Outdoor Mini Dome, 3MP/1080p, H264, 4mm, Day/Night, IR (10m), IP66, PoE/12VDC | DM IP66 3MP 4MM DN IR POE/12 | EOL - Preparation | 293 | No | 816783016356 | 1 | 4 | 10 | 6
Value IP | DS-2CD2532F-I 6mm | Outdoor Mini Dome, 3MP/1080p, H264, 6mm, Day/Night, IR (10m), IP66, PoE/12VDC | DM IP66 3MP 6MM DN IR POE/12 | EOL - Preparation | 293 | No | 816783016363 | 1 | 4 | 10 | 6
Value IP | DS-2CD2532F-IS 2.8mm | Outdoor Mini Dome, 3MP/1080p, H264, 2.8mm, Day/Night, IR (10m), Alarm I/O, Audio I/O, IP66, PoE/12VDC | DM COMP 3M 2.8MM DN IO AUD | EOL - Preparation | 315 | No | 816783018428 | 2 | 4 | 10 | 6
Value IP | DS-2CD2532F-IS 6mm | Outdoor Mini Dome, 3MP/1080p, H264, 6mm, Day/Night, IR (10m), IP66, Alarm I/O, Audio I/O, PoE/12VDC | DM COMP 3M 6MM DN IO AUD | EOL - Preparation | 315 | No | 816783018442 | 2 | 4 | 10 | 6
Value IP | DS-2CD2532F-IWS 2.8mm | Compact Dome, 3MP/1080p, H264, 2.8mm, WiFi, Day/Night, IR (10m), Mic, Audio Out, I/O, PoE/12VDC | DM 3MP 2.8MM WIFI DN IO AUD | Released | 413 | No | 816783016837 | 1 | 4 | 10 | 7
Value IP | DS-2CD2542FWD-ISB 12mm | Compact Dome, 4MP-20fps/1080p, H264, 2.8mm, Day/Night, 120dB WDR, IR (30m), 3-Axis, Alarm I/o, Audio Mic/O, uSD, IP66, PoE/12VDC, Black Finish | DM IP67 4MP 12MM WDR BLK | Released | 337 | No | 813908028201 | 1 | 4 | 10 | 6
Value IP | DS-2CD2542FWD-ISB 2.8mm | Compact Dome, 4MP-20fps/1080p, H264, 2.8mm, Day/Night, 120dB WDR, IR (30m), 3-Axis, Alarm I/o, Audio Mic/O, uSD, IP67, PoE/12VDC, Black Finish | DM IP67 4MP 2.8MM POE BLK | EOL - Preparation | 337 | No | 813908028218 | 1 | 4 | 10 | 6
Value IP | DS-2CD2542FWD-ISB 4mm | Compact Dome, 4MP-20fps/1080p, H264, 2.8mm, Day/Night, 120dB WDR, IR (30m), 3-Axis, Alarm I/o, Audio Mic/O, uSD, IP67, PoE/12VDC, Black Finish | DM IP67 4MP 4MM IR POE BLK | EOL - Preparation | 337 | No | 813908028225 | 1 | 4 | 10 | 6
Value IP | DS-2CD2542FWD-ISB 6mm | Compact Dome, 4MP-20fps/1080p, H264, 6mm, Day/Night, 120dB WDR, IR (30m), 3-Axis, Alarm I/o, Audio Mic/O, uSD, IP67, PoE/12VDC, Black Finish | DM IP67 4MP 6MM WDR IR POE BLK | Released | 337 | No | 813908028232 | 1 | 4 | 10 | 6
Value IP | DS-2CD2542FWD-ISB 8mm | Compact Dome, 4MP-20fps/1080p, H264, 2.8mm, Day/Night, 120dB WDR, IR (30m), 3-Axis, Alarm I/o, Audio Mic/O, uSD, IP66, PoE/12VDC, Black Finish | DM IP67 4MP 8MM WDR BLK | Released | 337 | No | 813908028249 | 1 | 4 | 10 | 6
Value IP | DS-2CD2542FWD-IWS 4mm | Compact Dome, 4MP-20fps/1080p, H264, 4mm, Day/Night, 120dB WDR, IR (30m), WiFi, 3-Axis, Alarm I/o, Audio Mic/O, uSD, IP66, PoE/12VDC | DM IP66 4MP 4MM WDR IR WIFI | EOL - Preparation | 359 | No | 813908022490 | 1 | 4 | 10 | 6
Value IP | DS-2CD2542FWD-IWS 6mm | Compact Dome, 4MP-20fps/1080p, H264, 6mm, Day/Night, 120dB WDR, IR (30m), WiFi, 3-Axis, Alarm I/o, Audio Mic/O, uSD, IP66, PoE/12VDC | DM IP66 4MP 6MM WDR IR WIFI | Released | 359 | No | 813908022506 | 1 | 4 | 10 | 6
Value IP | DS-2CD2543G0-IS 2.8mm | Compact Dome, 4MP-30fp, H265+, 2.8mm, Day/Night, 120dB WDR, IR (30m), 3-Axis, Alarm I/o, Audio Mic/O, uSD, IP66, PoE/12VDC | DM IP66 4MP28MM WDR POE/12 | Released | 272 | No | 842571120547 | 2 | 4 | 10 | 6
Value IP | DS-2CD2543G0-IS 4mm | Compact Dome, 4MP-30fp, H265+, 4mm, Day/Night, 120dB WDR, IR (30m), 3-Axis, Alarm I/o, Audio Mic/O, uSD, IP66, PoE/12VDC | DM IP66 4MP4MM WDR POE/12 | Released | 272 | No | 842571120554 | 2 | 4 | 10 | 6
Value IP | DS-2CD2543G0-ISB 2.8mm | Compact Dome, 4MP-30fp, H265+, 2.8mm, Day/Night, 120dB WDR, IR (30m), 3-Axis, Alarm I/o, Audio Mic/O, uSD, IP66, PoE/12VDC, black housing | DM IP66 4MP28MM WDR POE/12 | Released | 272 | No | 842571124989 | 2 | 4 | 5 | 5
Value IP | DS-2CD2543G0-ISB 4mm | Compact Dome, 4MP-30fp, H265+, 2.8mm, Day/Night, 120dB WDR, IR (30m), 3-Axis, Alarm I/o, Audio Mic/O, uSD, IP66, PoE/12VDC, Black housing | DM IP66 4MP28MM WDR POE/12 | Released | 272 | No | 842571124996 | 2 | 4 | 5 | 5
Value IP | DS-2CD2543G0-IWS 2.8mm | Compact Dome, 4 MP, H265+, 2.8 mm, Day/Night, 120 dB WDR, IR (10 m), Wi-Fi, standard range*, 3-Axis, Alarm I/O, Audio I/O, Mic, uSD, IP66, IK08, PoE/12 VDC | DM IP66 4MP2.8MMWDRIR-WIFI | Released | 272 | No | 842571120424 | 2 | 4 | 10 | 6
Value IP | DS-2CD2543G0-IWS 4mm | DS-2CD2543G0-IWS 4 mm Compact Dome, 4 MP, H265+, 4 mm, Day/Night, 120 dB WDR, IR (10 m), Wi-Fi, standard range*, 3-Axis, Alarm I/O, Audio I/O, Mic, uSD, IP66, IK08, PoE/12 VDC | DM IP66 4MP4MMWDRIR-WIFI | Released | 272 | No | 842571120462 | 2 | 4 | 10 | 6
Performance IP | DS-2CD2545FWD-I 4mm | Compact Dome, 4MP, H265+, 4mm, Day/Night, 120dB WDR, IR (10m), Basic Smart Suite3, IP66/IK8, PoE/12VDC | DM IP66 4MP 4MM 120dBWDR | Released | 348 | No | 842571119725 | 2 | 4 | 10 | 6
Performance IP | DS-2CD2545FWD-IS 2.8mm | Compact Dome, 4MP, H265+, 2.8mm, Day/Night, 120dB WDR, IR (10m), Basic Smart Suite3, IP66/IK8, PoE/12VDC | DM IP66 4MP4MM WDR IR POE/12 | Released | 348 | No | 842571118193 | 2 | 4 | 10 | 7
Performance IP | DS-2CD2545FWD-IS 4mm | Compact Dome, 4MP, H265+, 4mm, Day/Night, 120dB WDR, IR (10m), Basic Smart Suite3, IP66/IK8, PoE/12VDC | DM IP66 4MP4MM WDR IR POE/12 | Released | 348 | No | 842571118209 | 2 | 4 | 10 | 7
Performance IP | DS-2CD2545FWD-IS 6mm | Compact Dome, 4MP, H265+, 6mm, Day/Night, 120dB WDR, IR (10m), Basic Smart Suite3, IP66/IK8, PoE/12VDC | DM IP66 4MP6MM WDR IR POE/12 | Released | 348 | No | 842571118216 | 2 | 4 | 10 | 7
Performance IP | DS-2CD2555FWD-IS 2.8mm | Compact Dome, 5MP, H265+, 2.8mm, Day/Night, 120dB WDR, IR (10m), Basic Smart Suite2, IP66/IK8, PoE/12VDC | DM IP66 5MP2.8MM WDR IR POE/12 | Released | 359 | No | 842571117950 | 2 | 4 | 10 | 7
Performance IP | DS-2CD2555FWD-IS 4mm | Compact Dome, 5MP, H265+, 4mm, Day/Night, 120dB WDR, IR (10m), Basic Smart Suite2, IP66/IK8, PoE/12VDC | DM IP66 5MP4MM WDR IR POE/12 | Released | 359 | No | 842571117967 | 2 | 4 | 10 | 7
Performance IP | DS-2CD2555FWD-IS 6mm | Compact Dome, 5MP, H265+, 6mm, Day/Night, 120dB WDR, IR (10m), Basic Smart Suite2, IP66/IK8, PoE/12VDC | DM IP66 5MP6MM WDR IR POE/12 | Released | 359 | No | 842571117974 | 2 | 4 | 10 | 7
Value IP | DS-2CD2563G0-IS 2.8mm | Compact Dome, 6MP-20fp, H265+, 2.8mm, Day/Night, 120dB WDR, IR (30m), 3-Axis, Alarm I/o, Audio Mic/O, uSD, IP66, PoE/12VDC | DM IP66 6MP28MM WDR POE/12 | Released | 326 | No | 842571119275 | 2 | 4 | 10 | 7
Value IP | DS-2CD2563G0-IS 4mm | Compact Dome, 6MP-20fp, H265+, 4mm, Day/Night, 120dB WDR, IR (30m), 3-Axis, Alarm I/o, Audio Mic/O, uSD, IP66, PoE/12VDC | DM IP66 6MP4MM WDR POE/12 | Released | 326 | No | 842571120578 | 2 | 4 | 10 | 7
Value IP | DS-2CD2612F-I | Outdoor Bullet, 1.3MP/720p, H264, 2.8-12mm, Day/Night, IR (30m), IP66, PoE/12VDC | BLT IP66 1.3MP 2.8-12 DN IR | EOL - Preparation | 413 | No | 816783014796 | 3 | 6 | 15 | 6
Value IP | DS-2CD2612F-IS | Outdoor Bullet, 1.3MP/720p, H264, 2.8-12mm, Day/Night, IR (30m), Alarm I/O, Audio I/O, IP66, PoE/12VDC | BLT IP66 1.3MP 2.8-12 DN IO | EOL - Preparation | 435 | No | 816783016882 | 3 | 6 | 15 | 6
Value IP | DS-2CD2623G0-IZS | Outdoor Bullet, 2MP/1080p, H265+, 2.8-12mm Motorized Zoom/Focus Day/Night, 120dB WDR, Alarm I/O, Audio I/O, uSD, IR (30m), IP67, IK10PoE/12VDC | BLT P67 2MP2.8-12MZ WDR IR | Released | 446 | No | 842571120219 | 6 | 7 | 15 | 7
Value IP | DS-2CD2623G1-IZS | Outdoor Bullet, 2MP/1080p, H265+, 2.8mm~12mm, Day/Night, 120dB WDR, EXIR 2.0 (30m), IP67, PoE/12VDC | BLT IP67 2MP 2.8-12MZ WDR IR | Released | 413 | No | 842571122121 | 6 | 7 | 16 | 8
Performance IP | DS-2CD2625FHWD-IZS | Outdoor Bullet, 2MP/1080p, H265+, 60fps, 2.8mm~12mm, DarkFighter, Day/Night, 120dB WDR, EXIR 2.0 (50m), IP67, IK10, PoE/12VDC | BLT IP67 2MP 2.8-12MZ WDR | Released | 478 | No | 842571121469 | 6 | 7 | 15 | 7
Performance IP | DS-2CD2625FWD-IZS | Outdoor Bullet, 2MP, H265+, 2.8-12mm Motorized Zoom/Focus Day/Night, 120dB WDR, Alarm I/O, Audio I/O, uSD, EXIR 2.0 (30m), IP67, PoE/12VDC | BLT IP67 2MP2.8-12MZWDR IR | EOL - Preparation | 489 | No | 842571109962 | 6 | 7 | 15 | 7
Performance IP | DS-2CD2635FWD-IZS | Outdoor Bullet,3MP, H265+, 2.8-12mm Motorized Zoom/Focus Day/Night, 120dB WDR, Alarm I/O, Audio I/O, uSD, EXIR 2.0 (30m), IP67, PoE/12VDC | BLT IP67 3MP2.8-12MZWDRIR | EOL - Preparation | 543 | No | 842571109498 | 6 | 7 | 15 | 7
Value IP | DS-2CD2642FWD-IZS | Outdoor Bullet, 4MP-20fps/1080p, H264, 2.8-12mm Motorized Zoom/Focus Day/Night, 120dB WDR, Alarm I/O, Audio I/O, uSD, IR (30m), IP67, PoE/12VDC | BLT IP664MP2.8-12MZ WDR IR | EOL - Preparation | 543 | No | 813908023527 | 2 | 6 | 15 | 6
Value IP | DS-2CD2643G1-IZS | Outdoor Bullet, 4MP-30fps, H265+, 2.8mm~12mm, Day/Night, 120dB WDR, EXIR 2.0 (30m), IP67, PoE/12VDC | BLT IP67 4MP 2.8-12MZ WDR IR | Released | 413 | No | 842571120912 | 5 | 7 | 15 | 7
Performance IP | DS-2CD2645FWD-IZS | Outdoor Bullet, 4MP, H265+, 2.8-12mm, Motorized Zoom/Focus, Day/Night, 120dB WDR, EXIR 2.0 (50m), H.265+ Smart Suite3, IP67/IK10, PoE/12VDC | BLTIP67 4MP 2.8-12MZ WDREXIR | Released | 522 | No | 842571118032 | 6 | 7 | 16 | 8
Performance IP | DS-2CD2645G1-IZS | Outdoor Bullet, 4MP, H265+, 2.8-12mm, Motorized Zoom/Focus, Day/Night, 120dB WDR, EXIR 2.0 (50m), H.265+ Smart Suite3, IP67/IK10, PoE/12VDC | BLTIP67 4MP 2.8-12MZ WDREXIR | Released | 522 | No | 842571127492 | 5 | 7 | 16 | 8
Performance IP | DS-2CD2646G1-IZS | AcuSense Varifocal Outdoor Bullet, 4MP, H265+, 2.8-12mm, Motorized Zoom/Focus, False alarm reduction by target classification, VCA functions, Day/Night, 120dB WDR, EXIR2.0(50m), H.265+ Smart Suite3, IP67/IK10, PoE/12VDC | AcuS,BLTIP67 4MP2.8-12MZ WDR | Released | 550 | No | 842571123531 | 5 | 7 | 15 | 7
Value IP | DS-2CD2663G1-IZS | Outdoor Bullet, 6MP-20fps, H265+, 2.8mm~12mm, Day/Night, 120dB WDR, EXIR 2.0 (30m), IP67, PoE/12VDC | BLT IP67 6MP 2.8-12MZ WDR IR | EOL - Preparation | 522 | No | 842571122138 | 6 | 7 | 16 | 8
Performance IP | DS-2CD2665G0-IZS | Outdoor Bullet, 6MP, H265+, 2.8mm~12mm, Day/Night, 120dB WDR, EXIR 2.0 (50m), IP67, IK10, PoE/12VDC | BLT IP67 6MP 2.8-12MZ WDR | Released | 565 | No | 842571121582 | 6 | 7 | 15 | 7
Performance IP | DS-2CD2665G1-IZS | Outdoor Bullet, 6MP, H265+, 2.8mm~12mm, Day/Night, 120dB WDR, EXIR 2.0 (50m), IP67, IK10, PoE/12VDC | BLT IP67 6MP 2.8-12MZ WDR | Released | 565 | No | 842571127478 | 5 | 7 | 16 | 8
Value IP | DS-2CD2683G1-IZS | Outdoor Bullet, 8MP, H265+, 2.8mm~12mm, Day/Night, 120dB WDR, EXIR 2.0 (30m), IP67, PoE/12VDC | BLT IP67 8MP 2.8-12MZ WDR IR | Released | 522 | No | 842571122886 | 4 | 8 | 16 | 8
Performance IP | DS-2CD2685G0-IZS | Outdoor Bullet, 8MP, H265+, 2.8mm~12mm, DarkFighter, Day/Night, 120dB WDR, EXIR 2.0 (50m), IP67, IK10, PoE/12VDC | BLT IP67 8MP 2.8-12MZ WDR | Released | 609 | No | 842571121537 | 6 | 7 | 15 | 7
Performance IP | DS-2CD2685G1-IZS | Outdoor Bullet, 8MP, H265+, 2.8mm~12mm, DarkFighter, Day/Night, 120dB WDR, EXIR 2.0 (50m), IP67, IK10, PoE/12VDC | BLT IP67 8MP 2.8-12MZ WDR | Released | 609 | No | 842571127461 | 5 | 7 | 16 | 8
Value IP | DS-2CD2710F-I | Outdoor Dome, 1.3MP/720p, H264, 2.8-12mm, Day/Night, IR (20m), IP66, I/O, PoE/12VDC | DM IP66 1.3M 2.8-12 DN | Released | 413 | No | 813908020380 | 2 | 6 | 6 | 6
Value IP | DS-2CD2722FWD-IZSB | Outdoor Dome, 2MP/1080p, H264, 2.8-12mm Motorized Zoom/Focus Day/Night, 120dB WDR, Alarm I/O, Audio I/O, uSD, IR (20m), IP67, PoE/12VDC, Black Finish | DM IP67 2MP 2.8-12MZ WDR BLK | Released | 467 | No | 813908028256 | 4 | 6 | 6 | 6
Value IP | DS-2CD2723G1-IZS | Outdoor Dome, 2MP/1080p, H265+, 2.8-12mm Motorized Zoom/Focus Day/Night, 120dB WDR, Alarm I/O, Audio I/O, uSD, IR (30m), IP67, PoE/12VDC | DM IP67 2MP 2.8-12MZ WDR IR | Released | 413 | No | 842571120929 | 3 | 7 | 10 | 7
Performance IP | DS-2CD2725FHWD-IZS | Outdoor Dome, 2MP/1080p, 60fps, H265+, 2.8-12mm Motorized Zoom/Focus Day/Night, DarkFighter, 120dB WDR, Alarm I/O, Audio I/O, ?SD, IR (30m), IP67, IK10, PoE/12VDC | DM IP67 2MP 2.8-12MZ WDR | Released | 478 | No | 842571121445 | 4 | 7 | 10 | 7
Performance IP | DS-2CD2725FWD-IZS | Outdoor Dome, 2MP, H265+, 2.8-12mm Motorized Zoom/Focus Day/Night, 120dB WDR, Alarm I/O, Audio I/O, uSD, EXIR 2.0 (30m), IP67/IK10, PoE/12VDC | DM IP67 2MP 2.8-12MZ WDR IR | EOL - Preparation | 489 | No | 842571108927 | 4 | 7 | 9 | 7
Value IP | DS-2CD2743G1-IZS | Outdoor Dome, 4MP-30fps, H265+, 2.8-12mm Motorized Zoom/Focus Day/Night, 120dB WDR, Alarm I/O, Audio I/O, uSD, IR (30m), IP67, PoE/12VDC | DM IP67 4MP 2.8-12MZ WDR IR | Released | 413 | No | 842571120936 | 4 | 7 | 10 | 7
Value IP | DS-2CD2743G1-IZSB | Outdoor Dome Black, 4MP-30fps, H265+, 2.8-12mm Motorized Zoom/Focus Day/Night, 120dB WDR, Alarm I/O, Audio I/O, uSD, IR (30m), IP67, PoE/12VDC | DMB IP67 4MP 2.8-12MZ WDR IR | Released | 413 | No | 842571125009 | 4 | 7 | 10 | 7
Performance IP | DS-2CD2745FWD-IZS | Outdoor Dome, 4MP, H265+, 2.8-12mm, Motorized Zoom/Focus, Day/Night, 120dB WDR, EXIR 2.0 (30m), H.265+ Smart Suite3, IP67/IK10, PoE/12VDC | BLT IP67 4MP2.8-12MZ WDREXIR | Released | 522 | No | 842571118049 | 4 | 7 | 10 | 7
Performance IP | DS-2CD2746G1-IZS | AcuSense Varifocal Outdoor Dome,4 MP, H265+, 2.8-12mm, Motorized Zoom/Focus, False alarm reduction by target classification, VCA functions, Day/Night, 120dB WDR, EXIR2.0(30m), H.265+ Smart Suite3, IP67/IK10, PoE/12VDC | AcuSense 4MP2.8-12MZ WDREXIR | Released | 550 | No | 842571123548 | 4 | 7 | 10 | 7
Performance IP | DS-2CD2755FWD-IZS | Outdoor Dome, 5MP, H265+, 2.8-12mm Motorized Zoom/Focus Day/Night, 120dB WDR, Alarm I/O, Audio I/O, uSD, EXIR 2.0 (30m), IP67/IK10, PoE/12VDC | DM IP67 5MP 2.8-12MZ WDR IR | Released | 652 | No | 842571109986 | 4 | 7 | 10 | 7
Value IP | DS-2CD2763G1-IZS | Outdoor Dome, 6MP-20fps, H265+, 2.8-12mm Motorized Zoom/Focus Day/Night, 120dB WDR, Alarm I/O, Audio I/O, uSD, IR (30m), IP67, PoE/12VDC | DM IP67 6MP 2.8-12MZ WDR IR | EOL - Preparation | 522 | No | 842571120943 | 3 | 7 | 10 | 7
Performance IP | DS-2CD2765G0-IZS | Outdoor Dome, 6MP/1080p, H265+, 2.8-12mm Motorized Zoom/Focus Day/Night, DarkFighter, 120dB WDR, Alarm I/O, Audio I/O, µSD, IR (30m), IP67, IK10, PoE/12VDC | DM IP67 6MP 2.8-12MZWDR | Released | 565 | No | 842571121599 | 4 | 7 | 10 | 7
Value IP | DS-2CD2783G1-IZS | Outdoor Dome, 8MP-15fps, H265+, 2.8-12mm Motorized Zoom/Focus Day/Night, 120dB WDR, Alarm I/O, Audio I/O, uSD, IR (30m), IP67, PoE/12VDC | DM IP67 8MP 2.8-12MZ WDR IR | Released | 522 | No | 842571122893 | 4 | 7 | 10 | 7
Value IP | DS-2CD2783G1-IZSB | Outdoor Dome Black, 8MP-15fps, H265+, 2.8-12mm Motorized Zoom/Focus Day/Night, 120dB WDR, Alarm I/O, Audio I/O, uSD, IR (30m), IP67, PoE/12VDC | DMB IP67 8MP 2.8-12MZ WDR IR | Released | 522 | No | 842571125016 | 4 | 7 | 10 | 7
Performance IP | DS-2CD2785G0-IZS | Outdoor Dome, 8MP/1080p, H265+, 2.8-12mm Motorized Zoom/Focus Day/Night, DarkFighter, 120dB WDR, Alarm I/O, Audio I/O, ?SD, IR (30m), IP67, IK10, PoE/12VDC | DM IP67 8MP 2.8-12MZ WDR | Released | 609 | No | 842571121544 | 4 | 7 | 10 | 7
Performance IP | DS-2CD2935FWD-IS | Circular Fisheye (Full-Frame, Wide Angle), Indoor, 3MP, H265+, 1.16mm, Day/Night, EXIR 2.0 (8m), Alarm I/O, Audio I/O, PoE/12VDC | FISHEYE IND 3MP WDR POE/12DC | Released | 565 | No | 842571102000 | 2 | 4 | 5 | 5
Performance IP | DS-2CD2955FWD-IS | Circular Fisheye (Full-Frame, Wide Angle), Indoor, 5MP, H265+, 1.05mm, Day/Night, EXIR 2.0 (8m), Alarm I/O, Audio I/O, PoE/12VDC | FISHEYE IND 5MP WDR POE/12DC | Released | 717 | No | 842571102017 | 2 | 4 | 5 | 5
Value IP | DS-2CD2D14WD 3.2mm | Pin Hole Camera, 1MP/720p, H264, 3.2mm, WDR, 12VDC | PINHOLE 1.3M WDR 3.2MM 12DC | EOL - Preparation | 207 | No | 816783019395 | 1 | 1 | 13 | 13
Value IP | DS-2CD2D14WD/M 2.8mm | Pin Hole Camera, 1.3MP/720p, H264, 2.8mm, WDR, 12VDC | 1MP/720p H264 2.8mmWDR 12VDC | EOL - Preparation | 206 | No | 813908022704 | 1 | 1 | 12 | 13
Value IP | DS-2CD2D14WD/M 4mm | Pin Hole Camera, 1.3MP/720p, H264, 4mm, WDR, 12VDC | COVERT 1.3M WDR 4MM 12DC | EOL - Preparation | 206 | No | 813908022193 | 1 | 1 | 12 | 13
Value IP | DS-2CD2D21G0/M-D/NF 2.8mm | Pin Hole Camera, 2MP, H265+, 2.8mm, 120 dB WDR, 12VDC | 2MP, H.265 2.8mmTrueWDR12VDC | Released | 206 | No | 842571122855 | 1 | 4 | 6 | 4
Value IP | DS-2CD2D21G0/M-D/NF 4mm | Pin Hole Camera, 2MP, H265+, 4mm, 120 dB WDR, 12VDC | 2MP, H.265 4mmTrueWDR12VDC | Released | 206 | No | 842571122862 | 1 | 4 | 6 | 4
Value IP | DS-2CD2D21G0-D/NF 3.7mm | Pinhole Camera, 2MP, H265+, 3.7mm, 120 dB WDR, 12VDC | PINHOLE 2MtTRUEWDR 3.7MM2DC | Released | 206 | No | 842571122909 | 1 | 4 | 6 | 4
Value IP | DS-2CD2E10F 2.8mm | Indoor Recessed Ceiling Dome, 1.3MP/720p, H264, 2.8mm, Day/Night, IP66, PoE/12VDC | DM RECESSED 1MP 2.8MM DN | Released | 207 | No | 813908021332 | 1 | 6 | 6 | 6
Value IP | DS-2CD2E10F 4mm | Indoor Recessed Ceiling Dome, 1.3MP/720p, H264, 4mm, Day/Night, IP66, PoE/12VDC | DM RECESSED 1MP 4MM DN | Released | 207 | No | 813908021325 | 1 | 6 | 6 | 6
Value IP | DS-2CD2E20F 2.8mm | Indoor Recessed Ceiling Dome, 2MP/1080p, H264, 2.8mm, Day/Night, IP66, PoE/12VDC | DM RECESSED 2MP 2.8MM DN | Released | 250 | No | 813908021356 | 1 | 6 | 6 | 6
Performance IP | DS-2CD2H25FHWD-IZS | Outdoor Turret, 2MP, H265+, 60fps, 2.8-12mm Motorized Zoom/Focus, DarkFighter, Day/Night, 120dB WDR, Alarm I/O, Audio I/O, uSD, EXIR 2.0 (30m), IP67/IK10, PoE/12VDC | TUR IP67 2MP VF WDR POE/12V | Released | 478 | No | 842571121452 | 4 | 8 | 7 | 7
Performance IP | DS-2CD2H25FWD-IZS | Outdoor Turret, 2MP, H265+, 2.8-12mm Motorized Zoom/Focus Day/Night, 120dB WDR, Alarm I/O, Audio I/O, uSD, EXIR 2.0 (30m), IP67/IK10, PoE/12VDC | TR IP67 2MP 2.8-12MZ WDR IR | Released | 489 | No | 842571109993 | 4 | 8 | 7 | 7
Performance IP | DS-2CD2H35FWD-IZS | Outdoor Turret, 3MP, H265+, 2.8-12mm Motorized Zoom/Focus Day/Night, 120dB WDR, Alarm I/O, Audio I/O, uSD, EXIR 2.0 (30m), IP67/IK10, PoE/12VDC | TR IP67 3MP 2.8-12MZ WDR IR | Released | 543 | No | 842571110005 | 4 | 8 | 7 | 7
Performance IP | DS-2CD2H45FWD-IZS | Outdoor Turret, 4MP, H265+, 2.8-12mm, Motorized Zoom/Focus, Day/Night, 120dB WDR, EXIR 2.0 (30m), H.265+ Smart Suite3, IP67/IK10, PoE/12VDC | TR IP67 4MP2.8-12MZ WDREXIR | Released | 522 | No | 842571118025 | 4 | 7 | 7 | 8
Performance IP | DS-2CD2H55FWD-IZS | Outdoor Turret, 5MP, H265+, 2.8-12mm Motorized Zoom/Focus Day/Night, 120dB WDR, Alarm I/O, Audio I/O, uSD, EXIR 2.0 (30m), IP67/IK10, PoE/12VDC | TR IP67 5MP 2.8-12MZ WDR IR | EOL - Preparation | 652 | No | 842571110012 | 3 | 8 | 7 | 7
Performance IP | DS-2CD2H85FWD-IZS | Outdoor Turret, 8MP, H265+, 2.8-12mm Motorized Zoom/Focus Day/Night, 120dB WDR, Alarm I/O, Audio I/O, uSD, EXIR 2.0 (30m), IP67/IK10, PoE/12VDC | TR IP67 8MP 2.8-12MZ WDR IR | Released | 609 | No | 842571110029 | 4 | 8 | 7 | 7
Value IP | DS-2CD2Q10FD-IW 4mm | Pan-Tilt, 13.MP/720p, 4mm, PIR, Mic/Speaker, IR to 10m, WiFI, 5VDC | PAN-TILT 1.3M4MM MIC PIR5VDC | Released | 359 | No | 816783018459 | 2 | 6 | 8 | 6
Value IP | DS-2CD2T12-I5 16mm | Outdoor Bullet, 1.3MP/720p, H264, 16mm, Day/Night, EXIR (50m), IP66, PoE/12VDC | BLT IP66 1.3MP 16MM DN EXIR | EOL - Preparation | 276 | No | 816783018855 | 2 | 6 | 15 | 6
Value IP | DS-2CD2T12-I5 4mm | Outdoor Bullet, 1.3MP/720p, H264, 4mm, Day/Night, EXIR (50m), IP66, PoE/12VDC | BLT IP66 1.3MP 4MM DN EXIR | EOL - Preparation | 276 | No | 816783018831 | 2 | 6 | 15 | 6
Value IP | DS-2CD2T12-I5 6mm | Outdoor Bullet, 1.3MP/720p, H264, 6mm, Day/Night, EXIR (50m), IP66, PoE/12VDC | BLT IP66 1.3MP 6MM DN EXIR | EOL - Preparation | 276 | No | 816783018848 | 2 | 6 | 15 | 6
Value IP | DS-2CD2T22WD-I5 6mm | Outdoor Bullet, 2MP/1080p, H264, 6mm, Day/Night, 120dB WDR, EXIR (50m), IP66, PoE/12VDC | BLTIP662MP6MMWDREXIRPOE/12 | Released | 272 | No | 813908022629 | 3 | 6 | 15 | 6
Value IP | DS-2CD2T25FHWD-I5 2.8mm | Outdoor Bullet, 2MP/1080p, H265+, 60fps, 2.8mm, DarkFighter, Day/Night, 120dB WDR, EXIR2.0 (50m), IP67, PoE/12VDC | BLT IP67 2MP 2.8MM D/N EXIR | Released | 293 | No | 842571121346 | 4 | 6 | 15 | 6
Value IP | DS-2CD2T25FHWD-I5 4mm | Outdoor Bullet, 2MP/1080p, H265+, 60fps, 4mm, DarkFighter, Day/Night, 120dB WDR, EXIR2.0 (50m), IP67, PoE/12VDC | BLT IP67 2MP 4MM D/N EXIR | Released | 293 | No | 842571121353 | 4 | 6 | 15 | 6
Value IP | DS-2CD2T25FHWD-I5 6mm | Outdoor Bullet, 2MP/1080p, H265+, 60fps, 6mm, DarkFighter, Day/Night, 120dB WDR, EXIR2.0 (50m), IP67, PoE/12VDC | BLT IP67 2MP 6MM D/N EXIR | Released | 293 | No | 842571121360 | 4 | 6 | 15 | 6
Performance IP | DS-2CD2T27G1-L 4mm | Outdoor Bullet, 2MP, 4mm, H.265+, Color: 0.0035 lux @(F1.0, AGC ON), 0 lux with LED on; 25fps/30fps(1920×1080); VCA functions; 3 streams; 3D DNR; BLC; ICR; 3000K Warm LED; DC12V&PoE; Built-in micro SD/SDHC/SDXC slot | OTBL 2MP 4mm 24Hr*7 color | Released | 348 | No | 842571125795 | 4 | 7 | 15 | 7
Performance IP | DS-2CD2T27G1-L 6mm | Outdoor Bullet, 2MP, 6mm, H.265+, Color: 0.0035 lux @(F1.0, AGC ON), 0 lux with LED on; 25fps/30fps(1920×1080); VCA functions; 3 streams; 3D DNR; BLC; ICR; 3000K Warm LED; DC12V&PoE; Built-in micro SD/SDHC/SDXC slot | OTBL 2MP 6mm 24Hr*7 color | Released | 348 | No | 842571125849 | 5 | 7 | 15 | 7
Value IP | DS-2CD2T32-I5 16mm | Outdoor Bullet, 3MP/1080p, H264, 16mm, Day/Night, EXIR (50m), IP66, PoE/12VDC | BLT IP66 3MP 16MM DN EXIR | EOL - Preparation | 331 | No | 816783018886 | 2 | 6 | 15 | 6
Value IP | DS-2CD2T32-I5 4mm | Outdoor Bullet, 3MP/1080p, H264, 4mm, Day/Night, EXIR (50m), IP66, PoE/12VDC | BLT IP66 3MP 4MM DN EXIR | EOL - Preparation | 331 | No | 816783018862 | 2 | 6 | 15 | 6
Value IP | DS-2CD2T32-I5 6mm | Outdoor Bullet, 3MP/1080p, H264, 6mm, Day/Night, EXIR (50m), IP66, PoE/12VDC | BLT IP66 3MP 6MM DN EXIR | EOL - Preparation | 331 | No | 816783018879 | 2 | 6 | 15 | 6
Value IP | DS-2CD2T32-I5 8mm | Outdoor Bullet, 3MP/1080p, H264, 4mm, Day/Night, EXIR (50m), IP66, PoE/12VDC | BLT IP66 3MP 8MM DN EXIR | EOL - Preparation | 330 | No | 816783019425 | 2 | 6 | 15 | 6
Performance IP | DS-2CD2T35FWD-I5 4mm | Outdoor Bullet, 3MP, H265+, 4mm, Day/Night, 120dB WDR, EXIR 2.0 (50m), IP67, PoE/12VDC | BLT IP67 3M 4MMWDR EXIR POE | EOL - Preparation | 315 | No | 842571101720 | 4 | 6 | 15 | 6
Performance IP | DS-2CD2T35FWD-I5 6mm | Outdoor Bullet, 3MP, H265+, 6mm, Day/Night, 120dB WDR, EXIR 2.0 (50m), IP67, PoE/12VDC | BLT IP67 3M 6MMWDR EXIR POE | EOL - Preparation | 315 | No | 842571101904 | 4 | 6 | 15 | 6
Performance IP | DS-2CD2T45FWD-I5 2.8mm | Outdoor Bullet, 4MP, H265+, 2.8mm, Day/Night, 120dB WDR, EXIR 2.0 (50m), IP67, PoE/12VDC | BL IP67 4MP 2.8-12MZ WDR IR | Released | 348 | No | 842571118001 | 4 | 7 | 16 | 7
Performance IP | DS-2CD2T45FWD-I5 4mm | Outdoor Bullet, 4MP, H265+, 4mm, Day/Night, 120dB WDR, EXIR 2.0 (50m), IP67, PoE/12VDC | BLT IP67 4MP 2.8-12MZ WDR IR | Released | 348 | No | 842571118162 | 4 | 7 | 16 | 7
Performance IP | DS-2CD2T45FWD-I5 6mm | Outdoor Bullet, 4MP, H265+, 6mm, Day/Night, 120dB WDR, EXIR 2.0 (50m), IP67, PoE/12VDC | BLT IP67 4MP 6mm WDR IR | Released | 348 | No | 842571118179 | 4 | 7 | 16 | 7
Performance IP | DS-2CD2T45FWD-I5 8mm | Outdoor Bullet, 4MP, H265+, 8mm, DarkFighter, Day/Night, 120dB WDR, EXIR2.0 (50m), IP67, PoE/12VDC | BLT IP67 4MP 8MM D/N EXIR | Released | 348 | No | 842571119459 | 4 | 6 | 15 | 6
Performance IP | DS-2CD2T46G1-4I 2.8mm | AcuSense Outdoor Bullet, 4MP, H265+, 2.8mm, F1.6, Day/Night, False alarm reduction by target classification, 120dB WDR, EXIR 2.0 (80m), IP67, PoE/12VDC | AcuS BL IP67 4MP2.8mmWDREXIR | Released | 342 | No | 842571123463 | 4 | 6 | 15 | 6
Performance IP | DS-2CD2T46G1-4I 4mm | AcuSense Outdoor Bullet, 4MP, H265+, 4mm, F1.6, Day/Night, False alarm reduction by target classification, 120dB WDR, EXIR 2.0 (80m), IP67, PoE/12VDC | AcuS BL IP67 4MP4mm WDREXIR | Released | 342 | No | 842571123555 | 4 | 6 | 15 | 6
Performance IP | DS-2CD2T46G1-4I 6mm | AcuSense Outdoor Bullet, 4MP, H265+, 6mm, F1.6, Day/Night, False alarm reduction by target classification, 120dB WDR, EXIR 2.0 (80m), IP67, PoE/12VDC | AcuS BL IP67 4MP 6mm WDREXIR | Released | 342 | No | 842571123562 | 4 | 6 | 15 | 6
Performance IP | DS-2CD2T46G1-4I 8mm | AcuSense Outdoor Bullet, 4MP, H265+, 8mm, F1.6, Day/Night, False alarm reduction by target classification, 120dB WDR, EXIR 2.0 (80m), IP67, PoE/12VDC | AcuS BL IP67 4MP8mm WDREXIR | Released | 342 | No | 842571123579 | 4 | 6 | 15 | 6
Performance IP | DS-2CD2T46G1-4I/SL 2.8mm | AcuSense Outdoor Bullet, 4MP, H265+, 2.8mm, F1.6, Day/Night, False alarm reduction by target classification, Strobe light & Audio,120dB WDR, EXIR 2.0 (80m), IP66, PoE/12VDC | AcuS/SL BL IP66 4MP2.8mm WDR | Released | 363 | No | 842571126204 | 5 | 7 | 15 | 7
Performance IP | DS-2CD2T46G1-4I/SL 4mm | AcuSense Outdoor Bullet, 4MP, H265+, 4mm, F1.6, Day/Night, False alarm reduction by target classification, Strobe light & Audio,120dB WDR, EXIR 2.0 (80m), IP66, PoE/12VDC | AcuS/SL BL IP67 4MP4mm WDR | Released | 363 | No | 842571126235 | 5 | 7 | 15 | 7
Performance IP | DS-2CD2T46G1-4I/SL 6mm | AcuSense Outdoor Bullet, 4MP, H265+, 6mm, F1.6, Day/Night, False alarm reduction by target classification, Strobe light & Audio,120dB WDR, EXIR 2.0 (80m), IP66, PoE/12VDC | AcuS/SL BL IP66 4MP6mm WDR | Released | 363 | No | 842571126242 | 5 | 7 | 15 | 7
Performance IP | DS-2CD2T46G1-4I/SL 8mm | AcuSense Outdoor Bullet, 4MP, H265+, 8mm, F1.6, Day/Night, False alarm reduction by target classification, Strobe light & Audio,120dB WDR, EXIR 2.0 (80m), IP66, PoE/12VDC | AcuS/SL BL IP66 4MP8mm WDR | Released | 363 | No | 842571126259 | 5 | 7 | 15 | 7
Performance IP | DS-2CD2T47G1-L 2.8mm | Outdoor Bullet, 4MP, 2.8mm, H.265+, Color: 0.0014 lux @(F1.0, AGC ON), 0 lux with LED on; 30fps(2688×1520,2560×1440,1920×1080); VCA functions; 3 streams; 3D DNR; BLC; ICR; 3000K Warm LED; DC12V&PoE; Built-in micro SD/SDHC/SDXC slot | OTBL 4MP 2.8mm 24Hr*7 color | Released | 413 | No | 842571129540 | 5 | 16 | 7 | 8
Performance IP | DS-2CD2T47G1-L 4mm | Outdoor Bullet, 4MP, 4mm, H.265+, Color: 0.0014 lux @(F1.0, AGC ON), 0 lux with LED on; 30fps(2688×1520,2560×1440,1920×1080); VCA functions; 3 streams; 3D DNR; BLC; ICR; 3000K Warm LED; DC12V&PoE; Built-in micro SD/SDHC/SDXC slot | OTBL 4MP 4mm 24Hr*7 color | Released | 413 | No | 842571125832 | 5 | 7 | 15 | 7
Performance IP | DS-2CD2T47G1-L 6mm | Outdoor Bullet, 4MP, 6mm, H.265+, Color: 0.0014 lux @(F1.0, AGC ON), 0 lux with LED on; 30fps(2688×1520,2560×1440,1920×1080); VCA functions; 3 streams; 3D DNR; BLC; ICR; 3000K Warm LED; DC12V&PoE; Built-in micro SD/SDHC/SDXC slot | OTBL 4MP 6mm 24Hr*7 color | Released | 413 | No | 842571125801 | 4 | 7 | 15 | 7
Value IP | DS-2CD2T52-I5 4mm | Outdoor Bullet, 5MP 20fps, H264+, 4mm, Day/Night, EXIR (50m), IP66, PoE/12VDC | BLT IP66 5MP 4MM EXIR POE/12 | Released | 359 | No | 813908029581 | 10 | 6 | 15 | 6
Value IP | DS-2CD2T52-I5 6mm | Outdoor Bullet, 5MP 20fps, H264+, 6mm, Day/Night, EXIR (50m), IP66, PoE/12VDC | BLT IP66 5MP 6MM EXIR POE/12 | Released | 359 | No | 813908029598 | 3 | 6 | 15 | 6
Performance IP | DS-2CD2T55FWD-I5 4mm | Outdoor Bullet, 5MP, H265+, 4mm, Day/Night, 120dB WDR, EXIR 2.0 (50m), IP67, PoE/12VDC | BLT IP67 5M 4MMWDREXIRPOE/12 | EOL - Preparation | 391 | No | 842571101829 | 4 | 6 | 15 | 6
Performance IP | DS-2CD2T55FWD-I5 6mm | Outdoor Bullet, 5MP, H265+, 6mm, Day/Night, 120dB WDR, EXIR 2.0 (50m), IP67, PoE/12VDC | BLT IP67 5M6MMWDR EXIRPOE/12 | EOL - Preparation | 391 | No | 842571101928 | 4 | 6 | 15 | 6
Performance IP | DS-2CD2T55FWD-I5 8mm | Outdoor Bullet, 5MP, H265+, 8mm, Day/Night, 120dB WDR, EXIR 2.0 (50m), IP67, PoE/12VDC | BLT IP67 5M 8MMWDREXIRPOE/12 | EOL - Preparation | 391 | No | 842571106060 | 3.4 | 6 | 15 | 6
Performance IP | DS-2CD2T65G1-I5 2.8mm | Outdoor Bullet, 6MP, H265+, 2.8mm, DarkFighter, Day/Night, 120dB WDR, EXIR2.0 (50m), IP67, PoE/12VDC | BLT IP67 6MP 2.8MM D/N EXIR | Released | 380 | No | 842571121643 | 4 | 6 | 15 | 6
Performance IP | DS-2CD2T65G1-I5 4mm | Outdoor Bullet, 6MP, H265+, 4mm, DarkFighter, Day/Night, 120dB WDR, EXIR2.0 (50m), IP67, PoE/12VDC | BLT IP67 6MP 4MM D/N EXIR | Released | 380 | No | 842571121650 | 4 | 6 | 15 | 6
Performance IP | DS-2CD2T65G1-I5 6mm | Outdoor Bullet, 6MP, H265+, 6mm, DarkFighter, Day/Night, 120dB WDR, EXIR2.0 (50m), IP67, PoE/12VDC | BLT IP67 6MP 6MM D/N EXIR | Released | 380 | No | 842571121667 | 4 | 6 | 15 | 6
Performance IP | DS-2CD2T85G1-I5 2.8mm | Outdoor Bullet, 8MP, H265+, 2.8mm, DarkFighter, Day/Night, 120dB WDR, EXIR2.0 (50m), IP67, PoE/12VDC | BLT IP67 8MP 2.8MM D/N EXIR | Released | 402 | No | 842571121551 | 4 | 2 | 15 | 6
Performance IP | DS-2CD2T85G1-I5 4mm | Outdoor Bullet, 8MP, H265+, 4mm, DarkFighter, Powered by Day/Night, 120dB WDR, EXIR2.0 (50m), IP67, PoE/12VDC | BLT IP67 8MP 4MM D/N EXIR | Released | 402 | No | 842571121674 | 4 | 2 | 15 | 6
Performance IP | DS-2CD2T85G1-I5 6mm | Outdoor Bullet, 8MP, H265+, 6mm, DarkFighter, Day/Night, 120dB WDR, EXIR2.0 (50m), IP67, PoE/12VDC | BLT IP67 8MP 6MM D/N EXIR | Released | 402 | No | 842571121681 | 4 | 2 | 15 | 6
Smart Pro | DS-2CD4112FWD-IZ | Indoor Dome, 1.3MP/720p, H264, 2.8-12mm, Motorized Zoom/Focus, Day/Night, WDR, IR, Audio, Alarm I/O, PoE/12VDC | DM IN1.3M 2.8-12 MZ DN WDRIR | EOL - Preparation | 672 | No | 816783016929 | 2 | 7 | 10 | 7
Smart Pro | DS-2CD4124F-IZ | Indoor Dome, 2MP, H264, 2.8-12mm, Motorized Zoom/Focus, Day/Night, IR, Audio, Alarm I/O, PoE/12VDC | DM IN 2MP 2.8-12MZ DN IR POE | EOL - Preparation | 715 | No | 816783016936 | 2 | 7 | 10 | 7
Smart Pro | DS-2CD4124FWD-IZ | Indoor Dome, 2MP/1080p, H264, 2.8-12mm, Motorized Zoom/Focus, Day/Night, WDR, IR, Audio, Alarm I/O, PoE+/12VDC | DMIN2MP 2.8-12 MZ DN WDR IR | EOL - Preparation | 759 | No | 816783018497 | 2 | 7 | 10 | 7
Smart Pro | DS-2CD4125FWD-IZ | Indoor Dome, 2MP/1080p, H264, 2.8-12mm, Motorized Zoom/Focus, Day/Night, LightFighter 140dB WDR, IR, Audio, Alarm I/O, PoE+/12VDC | DM IN 2MP 2.8-12 MZ 140DB IR | EOL - Preparation | 759 | No | 813908023619 | 2 | 7 | 10 | 7
Smart Pro | DS-2CD4135FWD-IZ8 | 3MP Indoor Dome, 8-32mm Motorized VF lens, H.264, Triple-Stream, Support SD/SDXC Card up to 128GB, Audio & Alarm I/O, DC12V/PoE, | DM IND 3MP WDR 8-32MM IR | Released | 1063 | No | 813908028973 | 24 | 7 | 10 | 7
Smart Pro | DS-2CD41C5F-IZ | Indoor Dome, 12MP, H264, 2.8-12mm, Motorized Zoom/Focus, Day/Night, IR, Audio, Alarm I/O, PoE/12VDC | DMIK1012MP2.8-12MZIOPOE/12DC | EOL - Preparation | 1475 | No | 842571100174 | 3 | 7 | 10 | 7
Smart Pro | DS-2CD4232FWD-IZH | Outdoor Bullet, 3MP/1080p, H264, 2.8-12mm, Motorized Zoom/Focus, Day/Night, WDR, IR, IP66, Heater, PoE+/12VDC | BLT 3MP 2.8-12 MZ DN WDR IR | EOL - Preparation | 1042 | No | 816783017889 | 4 | 6 | 15 | 6
Smart Pro | DS-2CD4232FWD-IZH8 | Outdoor Bullet, 3MP/1080p, H264, 8-32mm, Motorized Zoom/Focus, Day/Night, WDR, IR, IP66, Heater, PoE+/12VDC | BLT 3MP 8-32 MZ DN WDR IR | EOL - Preparation | 1085 | No | 816783018510 | 2 | 6 | 16 | 6
Smart Pro | DS-2CD4312FWD-IZHS | Outdoor Dome, 1.3MP/720p, H264, 2.8-12mm, Motorized Zoom/Focus, Day/Night, WDR, IR, Audio, Alarm I/O, IP66, Heater, PoE/24VAC | DMOUT1.3M 2.8-12MZ DN WDR IR | EOL - Preparation | 889 | No | 816783017872 | 4 | 8 | 10 | 8
Smart Pro | DS-2CD4312FWD-IZHS8 | Outdoor Dome, 1.3MP/720p, H264, 8-32mm, Motorized Zoom/Focus, Day/Night, WDR, IR, Audio, Alarm I/O, IP66, Heater, PoE/24VAC | DM OUT 1.3M 8-32MZ DN WDR IR | EOL - Preparation | 933 | No | 816783018527 | 2 | 8 | 10 | 8
Smart Pro | DS-2CD4324FWD-IZHS | Outdoor Dome, 2MP/1080p, H264, 2.8-12mm, Motorized Zoom/Focus, Day/Night, WDR, IR, Audio, Alarm I/O, IP66, Heater, PoE+/24VAC | DMOUT2MP 2.8-12 MZ DN WDR IR | EOL - Preparation | 977 | No | 816783018534 | 2 | 8 | 10 | 8
Smart Pro | DS-2CD4324FWD-IZHS8 | Outdoor Dome, 2MP/1080p, H264, 8-32mm, Motorized Zoom/Focus, Day/Night, WDR, IR, Audio, Alarm I/O, IP66, Heater, PoE+/24VAC | DM OUT 2MP 8-32 MZ DN WDR IR | EOL - Preparation | 1020 | No | 816783018541 | 2 | 8 | 10 | 8
Smart Pro | DS-2CD4525FWD-IZH | Outdoor Dome, 2MP/1080p60, H264, 2.8-12mm, Motorized Zoom/Focus, Day/Night, WDR, IR, IP66, Heater, PoE+/24VAC/12VDC | DMOUT 2MP2.8-12 MZ DN WDR IR | EOL - Preparation | 933 | No | 816783018619 | 4 | 8 | 10 | 9
Smart Pro | DS-2CD4565F-IZH | Outdoor Dome, 6MP, H264, 2.8-12mm, Motorized Zoom/Focus, Day/Night, IR, Audio, Alarm I/O, IP66, Heater, PoE+/24VAC | DM IP66 6MP 2.8-12 DN IR | EOL - Preparation | 1368 | No | 813908020045 | 4 | 7 | 10 | 9
Smart Pro | DS-2CD4A24FWD-IZH | Outdoor Bullet,2MP/1080p, H264, 20x Zoom Module, 4.7-94mm, Motorized Zoom/Focus, Day/Night, WDR, EXIR up to 50m, IP67, Heater, PoE+/24VAC | BLIP672MP4.7-94MZIOPOE/12DC | Released | 976 | No | 813908029413 | 5 | 6 | 15 | 6
Smart Pro | DS-2CD4A25FWD-IZH8 | Outdoor Bullet, 2MP/1080p, H264, 8-32mm, Motorized Zoom/Focus, Day/Night, WDR, EXIR up to 100m, IP67, Heater, PoE+/24VAC | BLT 2M 8-32MZ DN WDR EXIR | EOL - Preparation | 977 | No | 816783018633 | 4 | 6 | 15 | 6
Smart Pro | DS-2CD4A26FWD-IZH | Outdoor Bullet, DarkFighter, 2MP/1080p, H264, 2.8-12mm, Motorized Zoom/Focus, Day/Night, WDR, EXIR up to 50m, IP67, Heater, PoE+/24VAC | BLT IP67 2M 2.8-12 DN WDR IR | EOL - Preparation | 1042 | No | 813908021295 | 1 | 6 | 15 | 6
DeepinView | DS-2CD4A26FWD-IZHS/P | License Plate Recognition Camera, Outdoor Bullet, DarkFighter, 2MP/1080p, H264, 2.8-12mm, Motorized Zoom/Focus, Day/Night, WDR, EXIR up to 50m, IP67, Heater, PoE+/24VAC | LPR BLT IP67 2M2.8-12DN WDR | EOL - Preparation | 1193 | No | 842571106930 | 5 | 7 | 16 | 7
DeepinView | DS-2CD4A26FWD-IZHS8/P | License Plate Recognition Camera, Outdoor Bullet, DarkFighter, 2MP/1080p, H264, 8-32mm, Motorized Zoom/Focus, Day/Night, WDR, EXIR up to 50m, IP67, Heater, PoE+/24VAC | LPR BLT IP67 2M8-32DN WDR | EOL - Preparation | 1237 | No | 842571106923 | 5 | 7 | 16 | 7
Smart Pro | DS-2CD4A35FWD-IZH | Outdoor Bullet, 3MP/1080p, H264, 2.8-12mm, Motorized Zoom/Focus, Day/Night, WDR, EXIR up to 50m, IP67, Heater, PoE+/24VAC | BLT IP67 3M 2.8-12 DN WDR IR | EOL - Preparation | 1151 | No | 813908021288 | 1 | 6 | 15 | 6
Smart Pro | DS-2CD4A65F-IZH | Outdoor Bullet, 6MP, H264, 2.8-12mm, Motorized Zoom/Focus, Day/Night, WDR, EXIR up to 50m, IP67, Heater, PoE+/24VAC | BLT IP67 6MP 2.8-12 DN IR | EOL - Preparation | 1368 | No | 813908020052 | 4 | 6 | 15 | 6
Smart Pro | DS-2CD5026G0-AP | Box Camera, DarkFighter, 2MP, H265+, Day/Night, 140dB WDR, Audio, Alarm I/O, PoE/12VDC/24VAC, P-iris | BX 2MP DN 140DB WDR POE/12DC | Released | 580 | No | 842571121117 | 3 | 6 | 12 | 6
Smart Pro | DS-2CD5028G0/E-HI | DarkFighterX Camera, Outdoor Bullet, 2MP/1080p, Dual Sensor, H265+, 5-50mm, Motorized Zoom/Focus, Day/Night, 120dB WDR, IR up to 100m, IP66, Heater, PoE+/24VAC | BL 2MP DFX 5-50mm POE/24VAC | Released | 4130 | No | 842571109672 | 15 | 10 | 27 | 9
Smart Pro | DS-2CD5046G0 | Box Camera, DarkFighter, 4MP, H265+, Day/Night, 140dB WDR, Audio, Alarm I/O, PoE/12VDC/24VAC | BX 4MP DN 140DB WDR POE/12DC | Released | 739 | No | 842571117745 | 2 | 6 | 12 | 6
Smart Pro | DS-2CD5046G0-AP | Box Camera, DarkFighter, 4MP, H265+, Day/Night, 140dB WDR, Audio, Alarm I/O, PoE/12VDC/24VAC, P-iris | BX 4MP DN 140DB WDR POE/12DC | Released | 696 | No | 842571122534 | 3 | 6 | 13 | 6
Smart Pro | DS-2CD5065G0 | Box Camera, DarkFighter, 6MP, H265+, Day/Night, 120dB WDR, Audio, Alarm I/O, PoE/12VDC/24VAC | BX 6MP DN 120DB WDR POE/12DC | EOL - Preparation | 811 | No | 842571117752 | 2 | 6 | 12 | 6
Smart Pro | DS-2CD5065G0-AP | Box Camera, DarkFighter, 6MP, H265+, Day/Night, 120dB WDR, Audio, Alarm I/O, PoE/12VDC/24VAC, P-iris | BX 6MP DN 120DB WDR POE/12DC | EOL - Preparation | 737 | No | 842571122527 | 3 | 6 | 13 | 6
Smart Pro | DS-2CD5085G0-AP | Box Camera, DarkFighter, 8MP, H265+, Day/Night, 120dB WDR, Audio, Alarm I/O, PoE/12VDC/24VAC, P-iris | BX 8MP DN 120DB WDR POE/12DC | Released | 1022 | No | 842571122541 | 3 | 6 | 13 | 6
Smart Pro | DS-2CD50C5G0-AP | Box Camera, DarkFighter, 12MP, H265+, Day/Night, 120dB WDR, Audio, Alarm I/O, PoE/12VDC/24VAC, P-iris | BX12MP DN 120DB WDR POE/12DC | Released | 1283 | No | 842571122497 | 3 | 6 | 12 | 6
Smart Pro | DS-2CD5126G0-IZS | Indoor Dome, DarkFighter, 2MP, H265+, 2.8-12mm, Motorized Zoom/Focus, Day/Night, 140dB WDR, EXIR2.0, Audio, Alarm I/O, PoE/12VDC | DM IN 2MP 2.8-12 MZ 140DB IR | Released | 602 | No | 842571117783 | 2 | 7 | 10 | 7
Smart Pro | DS-2CD5146G0-IZS | Indoor Dome, DarkFighter, 4MP, H265+, 2.8-12mm, Motorized Zoom/Focus, Day/Night, 140dB WDR, EXIR2.0, Audio, Alarm I/O, PoE/12VDC | DM IN 4MP 2.8-12 MZ 140DB IR | Released | 739 | No | 842571117813 | 2 | 7 | 10 | 7
Smart Pro | DS-2CD5165G0-IZS | Indoor Dome, DarkFighter, 6MP, H265+, 2.8-12mm, Motorized Zoom/Focus, Day/Night, 120dB WDR, EXIR2.0, Audio, Alarm I/O, PoE/12VDC | DM IN 6MP 2.8-12 MZ 120DB IR | EOL - Preparation | 761 | No | 842571117820 | 2 | 7 | 10 | 7
Smart Pro | DS-2CD5185G0-IZS | Indoor Dome, DarkFighter, 8MP, H265+, 2.8-12mm, Motorized Zoom/Focus, Day/Night, 120dB WDR, EXIR2.0, Audio, Alarm I/O, PoE/12VDC | DM IN 8MP 2.8-12 MZ 120DB IR | Released | 1065 | No | 842571117776 | 2 | 7 | 10 | 7
Smart Pro | DS-2CD51C5G0-IZS | Indoor Dome, 12MP, H265+, 2.8-12mm, Motorized Zoom/Focus, Day/Night, 120dB WDR, EXIR2.0, Audio, Alarm I/O, PoE/12VDC | DMIK1012MP2.8-12MZIOPOE/12DC | Released | 1326 | No | 842571122398 | 3 | 7 | 10 | 7
Smart Pro | DS-2CD5526G0-IZHS | Outdoor Dome, DarkFighter, 2MP, H265+, 2.8-12mm, Motorized Zoom/Focus, Day/Night, 140dB WDR, EXIR2.0, Audio, Alarm I/O, Heater, PoE/12VDC | DM OUT2MP2.8-12MZ DN WDR IR | Released | 739 | No | 842571117899 | 5 | 8 | 10 | 10
Smart Pro | DS-2CD5526G0-IZHS8 | Outdoor Dome, DarkFighter, 2MP, H265+, 8-32mm, Motorized Zoom/Focus, Day/Night, 140dB WDR, EXIR2.0, Audio, Alarm I/O, Heater, PoE/12VDC | DM OUT 2MP2.8-12MZ DN WDR IR | Released | 854 | No | 842571118070 | 5 | 7 | 10 | 10
Smart Pro | DS-2CD5546G0-IZHS | Outdoor Dome, DarkFighter, 4MP, H265+, 2.8-12mm, Motorized Zoom/Focus, Day/Night, 140dB WDR, EXIR2.0, Audio, Alarm I/O, Heater, PoE/12VDC | DM OUT 4MP2.8-12MZ DN WDR IR | Released | 957 | No | 842571117844 | 5 | 7 | 10 | 10
Smart Pro | DS-2CD5546G0-IZHS8 | Outdoor Dome, DarkFighter, 4MP, H265+, 8-32mm, Motorized Zoom/Focus, Day/Night, 140dB WDR, EXIR2.0, Audio, Alarm I/O, Heater, PoE/12VDC | DM OUT 4MP8-32MZ DN WDR IR | Released | 1087 | No | 842571125481 | 5 | 7 | 10 | 8
Smart Pro | DS-2CD5585G0-IZHS | Outdoor Dome, DarkFighter, 8MP, H265+, 2.8-12mm, Motorized Zoom/Focus, Day/Night, 120dB WDR, EXIR2.0, Audio, Alarm I/O, Heater, PoE/12VDC | DM OUT8MP2.8-12MZ DN WDR | Released | 1283 | No | 842571117837 | 5 | 7 | 10 | 8
Smart Pro | DS-2CD5585G0-IZHS8 | Outdoor Dome, DarkFighter, 8MP, H265+, 8-32mm, Motorized Zoom/Focus, Day/Night, 120dB WDR, EXIR2.0, Audio, Alarm I/O, Heater, PoE/12VDC | DM OUT8MP8-32MZ DN WDR | Released | 1413 | No | 842571125924 | 5 | 7 | 10 | 8
Smart Pro | DS-2CD55C5G0-IZHS | Outdoor Dome, 12MP, H265+, 2.8-12mm, Motorized Zoom/Focus, Day/Night, 120dB WDR, EXIR2.0, Audio, Alarm I/O, Heater, PoE/12VDC | DMIP6712MP2.8-12MZIOPOE/24AC | Released | 1543 | No | 842571122152 | 5 | 7 | 10 | 8
Smart Pro | DS-2CD5A26G0-IZHS | Outdoor Bullet, DarkFighter, 2MP, H265+, 2.8-12mm, Motorized Zoom/Focus, Day/Night, 140dB WDR, EXIR2.0, Alarm I/O, Heater, PoE/12VDC | BLT 2M2.8-12MZ DN WDR EXIR | Released | 739 | No | 842571117905 | 7 | 7 | 16 | 8
Smart Pro | DS-2CD5A26G0-IZHS8 | Outdoor Bullet, DarkFighter, 2MP, H265+, 8-32mm, Motorized Zoom/Focus, Day/Night, 120dB WDR, EXIR2.0, Alarm I/O, Heater, PoE/12VDC | BLT 2M 8-32MZ DN WDR EXIR | Released | 854 | No | 842571118056 | 7 | 6 | 15 | 6
Smart Pro | DS-2CD5A46G0-IZ/UH | Outdoor Bullet, Ultr-low temperature, DarkFighter, 4MP, H265+, 2.8-12mm, Motorized Zoom/Focus, Day/Night, 120dB WDR, EXIR2.0, Alarm I/O, Heater, 12VDC, -76 °F to 140 °F operating temperature range | BLT 4M 2.8-12mm WDR -76 °F | Released | 1522 | No | 842571130874 | 7 | 7 | 17 | 7
Smart Pro | DS-2CD5A46G0-IZHS | Outdoor Bullet, DarkFighter, 4MP, H265+, 2.8-12mm, Motorized Zoom/Focus, Day/Night, 140dB WDR, EXIR2.0, Alarm I/O, Heater, PoE/12VDC | BLT 4M 2.8-12MZ DN WDR EXIR | Released | 978 | No | 842571117875 | 6 | 7 | 16 | 7
Smart Pro | DS-2CD5A46G0-IZHS8 | Outdoor Bullet, DarkFighter, 4MP, H265+, 8~32mm, Motorized Zoom/Focus, Day/Night, 140dB WDR, EXIR2.0, Alarm I/O, Heater, PoE/12VDC | BLT 4M 8~32mZ DN WDR EXIR | Released | 1109 | No | 842571125993 | 7 | 7 | 16 | 8
Smart Pro | DS-2CD5A65G0-IZHS | Outdoor Bullet, DarkFighter, 6MP, H265+, 2.8-12mm, Motorized Zoom/Focus, Day/Night, 120dB WDR, EXIR2.0, Alarm I/O, Heater, PoE/12VDC | BLT 6M 2.8-12MZ DN WDR EXIR | EOL - Preparation | 1065 | No | 842571117868 | 6 | 7 | 16 | 7
Smart Pro | DS-2CD5A85G0-IZHS | Outdoor Bullet, DarkFighter, 8MP, H265+, 2.8-12mm, Motorized Zoom/Focus, Day/Night, 120dB WDR, EXIR2.0, Alarm I/O, Heater, PoE/12VDC | BLT 8M 2.8-12MZ DN WDR EXIR | Released | 1304 | No | 842571117882 | 7 | 7 | 16 | 8
Smart Pro | DS-2CD5A85G0-IZHS8 | Outdoor Bullet, DarkFighter, 8MP, H265+, 8-32mm, Motorized Zoom/Focus, Day/Night, 120dB WDR, EXIR2.0, Alarm I/O, Heater, PoE/12VDC | BLT 8M 8-32MZ DN WDR EXIR | Released | 1435 | No | 842571126839 | 7 | 7 | 16 | 8
Smart Pro | DS-2CD5AC5G0-IZHS | Outdoor Bullet, 12MP, H265+, 2.8-12mm, Motorized Zoom/Focus, Day/Night, 120dB WDR, EXIR2.0, Alarm I/O, Heater, PoE/12VDC | BLIP6712MP2.8-12MZIOPOE/12DC | Released | 1565 | No | 842571122381 | 7 | 7 | 16 | 7
Smart Pro | DS-2CD6026FHWD-A | Box Camera, DarkFighter, 2MP/1080p, H264, Day/Night, WDR, PoE/12VDC with no lens | BX 2MP DN 120DB WDR POE/12DC | EOL - Preparation | 803 | No | 813908024340 | 3 | 6 | 12 | 6
Smart Pro | DS-2CD6026FHWD-A11 | Box Camera, Super Low Light, 2MP/1080p, H264, Day/Night, WDR, PoE/12VDC with 11-40mm lens | BX 2MP DN WDR 11-40MM POE/12 | EOL - Preparation | 1200 | No | 813908026405 | 2 | 6 | 12 | 6
Smart Pro | DS-2CD6026FHWD-A3 | Box Camera, Super Low Light, 2MP/1080p, H264, Day/Night, WDR, PoE/12VDC with 3.8-16mm lens | BX2MP DN WDR3.8-16MM POE/12 | EOL - Preparation | 1135 | No | 813908026382 | 2 | 6 | 12 | 5
Smart Pro | DS-2CD6026FHWD-A7 | Box Camera, DarkFighter, 2MP/1080p, H264, Day/Night, WDR, PoE/12VDC with 7-33mm lens | BX2MP120DB WDR7-33MM POE/12 | EOL - Preparation | 1555 | No | 813908026399 | 2 | 6 | 12 | 6
Smart Pro-Fisheye | DS-2CD6332FWD-I | Panaramic 180/360 degree, Indoor, 3MP, True WDR, Day/Night, IR, PoE/12VDC | FISHEYE IND3MP WDR IO POE/12 | Released | 672 | No | 816783017261 | 2 | 5 | 10 | 9
Smart Pro-Fisheye | DS-2CD6332FWD-IS | Panaramic 180/360 degree, Indoor, 3MP, True WDR, Day/Night, IR,Audio/Alarm I/O PoE/12VDC | FISHEYE IND3MP WDR I/O POE12 | Released | 715 | No | 816783017247 | 3 | 6 | 11 | 10
Smart Pro-Fisheye | DS-2CD6332FWD-IV | Panaramic 180/360 degree, Outdoor, 3MP, True WDR, Day/Night, IR, PoE/12VDC | FISHEYE IP66 3MP WDR POE/12 | Released | 737 | No | 816783018091 | 2 | 5 | 10 | 9
Smart Pro-Fisheye | DS-2CD6362F-I | Panaramic 180/360 degree, Indoor, 6MP, Day/Night, IR, PoE/12VDC | FISH IND 6MP DN IO POE/12DC | EOL - Preparation | 824 | No | 816783017254 | 2 | 5 | 10 | 9
Smart Pro-Fisheye | DS-2CD6362F-IVS | Panaramic 180/360 degree, Outdoor, 6MP, Day/Night, IR, Audio, Alarm I/O, IP66, PoE/12VDC | FISH OUT 6MP DN IO POE/12DC | EOL - Preparation | 933 | No | 813908024548 | 2 | 5 | 10 | 9
Smart Pro-Fisheye | DS-2CD6365G0E-IS 1.27mm | 6MP indoor Fisheye camera, 1.27mm/F2.6 lens, 360 Panoramic view, H.265+, 12VDC/PoE, 15m IR, Audio/Alarm I/O, heater | FISHEYE IND 6MP IO POE/12DC | Released | 867 | No | 842571129892 | 4 | 5 | 5 | 9
Smart Pro-Fisheye | DS-2CD6365G0E-IVS 1.27mm | 6MP Outdoor Fisheye camera, 1.27mm/F2.6 lens, 360 Panoramic view, H.265+, 12VDC/PoE, 15m IR, Audio/Alarm I/O, IP67 and IK10, heater | FISHEYE OUT 6MP, heater | Released | 933 | No | 842571129908 | 3 | 5 | 5 | 9
Smart Pro-Fisheye | DS-2CD6365G0E-S/RC 1.27mm | 6MP indoor Fisheye camera, 1.27mm/F2.6 lens, 360 Panoramic view, H.265+, 12VDC/PoE, 15m IR, Audi/Alarm I/O, in-Ceiling Mounting | 6MP Fish, H265+,in-ceil | Released | 780 | No | 842571129878 | 3 | 4 | 11 | 8
Smart Pro-Fisheye | DS-2CD63C2F-IV | Panaramic 180/360 degree, Outoor, 12MP, Day/Night, IR, PoE/12VDC | FISHEYE OUT 12MP DN POE/12DC | EOL - Preparation | 1215 | No | 813908025422 | 2 | 5 | 10 | 9
Smart Pro-Fisheye | DS-2CD63C5G0E-IS 2mm | 12MP indoor Fisheye camera, 2mm/F2.8 lens, 360 Panoramic view, H.265+, 12VDC/PoE, 15m IR, Audio/Alarm I/O, heater | 12MP indoor, Fisheye camera | Released | 1215 | No | 842571129915 | 3 | 5 | 5 | 9
Smart Pro-Fisheye | DS-2CD63C5G0E-IVS 2mm | 12MP outdoor Fisheye camera, 2mm/F2.8 lens, 360 Panoramic view, H.265+, 12VDC/PoE, 15m IR, Audi/Alarm I/O, IP67 and IK10, heater | 12MP outdoor Fisheye, heater | Released | 1280 | No | 842571129922 | 3 | 5 | 5 | 9
Smart Pro-Fisheye | DS-2CD63C5G0E-S/RC 2mm | 12MP indoor Fisheye camera, 2mm/F2.6 lens, 360 Panoramic view, H.265+, 12VDC/PoE, 15m IR, Audi/Alarm I/O, in-Ceiling Mounting | 12MP Fish, H265+,in-ceil | Released | 1150 | No | 842571129885 | 3 | 4 | 11 | 8
Smart Pro-Fisheye | DS-2CD63C5G0-IS 1.29mm | 12MP indoor Fisheye camera, 1.29mm/F2.2 immervision lens, 360 Panoramic view, H.265+, 12VDC/PoE, 15m IR, Audi/Alarm I/O, heater, heatmap | 12MP,InD,Fish,heatmap,immer | Released | 1339 | No | 842571129861 | 3 | 5 | 5 | 9
Smart Pro-Fisheye | DS-2CD63C5G0-IVS 1.29mm | 12MP outdoor Fisheye camera, 1.29mm/F2.2 Immervision lens, 360 Panoramic view, H.265+, 12VDC/PoE, 15m IR, Audi/Alarm I/O, IP67 and IK10, heater, heatmap | 12MP,Out,Fish,heatmap,immer | Released | 1411 | No | 842571129854 | 3 | 5 | 5 | 9
Smart Pro | DS-2CD6412FWD-C2 | Covert Camera, Base unit, Dual Input H264, Alarm I/O, Audio I/O, PoE/12VDC | COVERT BASE UNIT DUAL INPUT | Released | 396 | No | 816783019333 | 1 | 2 | 9 | 5
Smart Pro | DS-2CD6412FWD-L10 | Covert Camera Module, 1.3MP/720p, H264, 3.7mm, Elec. Day/Night, WDR, 8M Cord, Round Head | COVERT 1.3M WDR 3.7MM ROUND | Released | 163 | No | 816783019340 | 1 | 4 | 9 | 6
Smart Pro | DS-2CD6412FWD-L20 | Covert Camera Module, 1.3MP/720p, H264, 3.7mm, Elec. Day/Night, WDR, 8M Cord, Flat Head | COVERT 1.3M WDR 3.7MM FLAT | Released | 163 | No | 816783019357 | 1 | 4 | 9 | 6
Smart Pro | DS-2CD6412FWD-L30 2.8mm | Covert Camera Module,1.3MP/720p, H264, 2.8mm, Elec. Day/Night, WDR, 8M Cord, Tubular Head | COVERT 1.3M WDR 2.8MM TUBE | Released | 163 | No | 816783019364 | 1 | 4 | 9 | 6
Smart Pro | DS-2CD6412FWD-L30 4mm | Covert Camera Module,1.3MP/720p, H264, 4mm, Elec. Day/Night, WDR, 8M Cord, Tubular Head | COVERT 1.3M WDR 4MM TUBE | Released | 163 | No | 816783019371 | 1 | 4 | 9 | 6
Smart Pro | DS-2CD6424FWD-10 | Covert Camera, Base + Module, 2MP, H264, 3.7mm, Alarm/Audio I/O, WDR, Cylindrical head, UsD, PoE/12VDC | CV 2MP 3.7mm IO POE/12DC | Released | 652 | No | 813908025903 | 2 | 5 | 10 | 7
Smart Pro | DS-2CD6424FWD-20 | Covert Camera, Base + Module, 2MP, H264, 3.7mm, Alarm/Audio I/O, WDR, L shape head, UsD, PoE/12VDC | CV 2MP 3.7mm IO POE/12DC | Released | 652 | No | 813908029444 | 2 | 5 | 10 | 7
Smart Pro | DS-2CD6424FWD-20/E | Height Strip Covert Camera with Base unit, Dual Input H264, Alarm I/O, Audio I/O, PoE/12VDC | CV HS 1.3MP 3.7mm IO POE/12DC | Released | 826 | No | 842571100914 | 4 | 5 | 38 | 6
Smart Pro | DS-2CD6424FWD-30 | Covert Camera, Base + Module, 2MP, H264, 2.8mm, Alarm/Audio I/O, WDR, Tube head, UsD, PoE/12VDC | CV 2MP 2.8mm IO POE/12DC | Released | 652 | No | 842571100334 | 2 | 5 | 10 | 6
Smart Pro | DS-2CD6424FWD-40/E1 2.8mm | Covert Camera, Base + Module, 2MP, H264, 2.8mm, Alarm/Audio I/O, WDR, Ball head Turret, UsD, PoE/12VDC | CV 2MP 2.8mm IO POE/12DC | Released | 652 | No | 842571100372 | 2 | 5 | 10 | 6
Smart Pro | DS-2CD6424FWD-40/E2 2.8mm | Covert Camera, Base + Module, 2MP, H264, 2.8mm, Alarm/Audio I/O, WDR, Ball head, UsD, PoE/12VDC | CV 2MP 2.8mm IO POE/12DC | Released | 652 | No | 842571100440 | 2 | 5 | 10 | 6
Smart Pro | DS-2CD6424FWD-40/E2 4mm | Covert Camera, Base + Module, 2MP, H264, 4mm, Alarm/Audio I/O, WDR, Ball head, UsD, PoE/12VDC | CV 2MP 2.8mm IO POE/12DC | Released | 652 | No | 842571100211 | 3 | 5 | 10 | 6
Smart Pro | DS-2CD6626B/E-HIR5 | Outdoor bullet, 316L Stainless Steel, 2MP w/3.8-16mm lens, 50m IR, IP67, NEMA 4X, 24VAC, 60W | SS Bullet2MP 3.6-16mm 24V60W | Released | 2824 | No | 842571103236 | 24 | 13 | 24 | 11
Smart Pro | DS-2CD6626B/E-HIRA | Outdoor bullet, 316L Stainless Steel, 2MP w/11-40mm lens, 100m IR, IP67, NEMA 4X, 24VAC, 60W | SS Bullet2MP 11-40mm24V60W | Released | 2976 | No | 842571103243 | 24 | 13 | 24 | 11
Smart Pro | DS-2CD6626B-IZHRS 2.8-12mm | Outdoor bullet, 316L stainless steel, 2MP, 2.8-12mm lens, wiper, IP67, NEMA 4X, 24VAC, 12VDC, PoE, 13W | SS BL 2MP 2.8-12mm 12/24/PoE | Released | 2976 | No | 842571118513 | 24 | 14 | 24 | 11
Smart Pro | DS-2CD6626B-IZHRS8 8-32mm | Outdoor bullet, 316L stainless steel, 2MP, 8-32mm lens, wiper, IP67, NEMA 4X, 24VAC, 12VDC, PoE, 13W | SS BT 2MP8-32mm12/24/PoE | Released | 3175 | No | 842571118490 | 24 | 13 | 20 | 11
Smart Pro | DS-2CD6626BS-R 16mm | Outdoor bullet, 316L stainless steel, 2MP w/16mm lens, wiper, IP67, NEMA 4X, 24VAC, 12VDC, PoE, 13W | SS Bullet 2MP16mm12/24/PoE | Released | 2389 | No | 842571103229 | 24 | 13 | 20 | 11
Smart Pro | DS-2CD6626DS-IZHS | Outdoor Dome, 2MP, 2.8-12mm, DarkFighter, Stainless Steel Anti-Corrosion, IP67 | DMSS IP67 2MP2.8-12DF IR HTR | Released | 2607 | No | 813908027211 | 4 | 9 | 10 | 8
DeepinView | DS-2CD6825G0/C-IS | DeepinView, Dual Lens People Counting by deep learning, indoor, 2.0mm, 3D view, 3DDNR, BW image, 2*2MP resolution, DWDR, 6m IR, Audio I/O, Alarm I/O, H265+, 12VDC, PoE (802.3 af) | PPL CT,IN,2mm,DWDR,IR,265+ | Released | 1302 | No | 842571130218 | 2 | 5 | 9 | 5
DeepinView | DS-2CD6825G0/C-IVS | DeepinView, Dual Lens People Counting by deep learning, outdoor, 2.0mm, 3D view, 3DDNR, BW image, 2*2MP resolution, DWDR, 6m IR, Audio I/O, Alarm I/O, H265+, 12VDC, PoE (802.3 af), IP67 | PPL CT2mmDWDR,IR265+IP67 | Released | 1500 | No | 842571130225 | 2 | 5 | 9 | 5
PanoVu | DS-2CD6924F-IS 4mm | Outdoor Dome, DarkFighter, 8MP, 180 degree Multi-imager (4x2MP), 4mm, H.264, Day/Night, DWDR, IP66, Heater, PoE, 24VAC/12VDC | DM IP67 8MP 180 DN POE | Released | 1957 | No | 842571112337 | 13 | 12 | 14 | 11
PanoVu | DS-2CD6984G0-IHS 2.8mm | Outdoor Dome, 32MP, 180 degree Multi-imager (4x8MP), 2.8mm, H.265/H.264, Day/Night, DWDR,P67, IK10, IR 20m, PoE, 12VDC | DM IP67/Ik10 32MP 180 DN POE | Released | 2870 | No | 842571128604 | 13 | 12 | 14 | 11
PanoVu | DS-2CD6986F-H | Outdoor Dome, DarkFighter, 8MP, 180 degree Multi-imager (4x2MP), H.264, Day/Night, DWDR, IP66, Heater, PoE, 24VAC/12VDC | DM IP66 8MP 180 DN POE/24 | EOL - Preparation | 2055 | No | 813908027204 | 7 | 9 | 11 | 10
PanoVu | DS-2CD6D24FWD-IZHS | 8MP (4 x 1080P), 30 FPS, 2.8-12mm Motorized Lens, Adjustable Camera Position, True WDR, H.265, VCA, 2 Alarm Inputs, 2 Alarm Outputs, MicroSD Slot, 12VDC, 24VAC, Hi-PoE(60W), IP67, IK10, IR Supplement, Heater, 2-Way Audio | PANOVU OUTDR 8MP MS IR-H | Released | 1804 | No | 842571113631 | 11 | 16 | 18 | 16
PanoVu | DS-2CD6D24FWD-Z | 8MP (4 x 1080P), 30 FPS, 2.8-12mm Motorized Lens, Adjustable Camera Position, True WDR, H.265, VCA, 2 Alarm Inputs, 2 Alarm Outputs, MicroSD Slot, 12VDC, 24VAC, IEEE802.3at PoE, IP67, IK10 | PANOVU OUTDR 8MP MULTISENSR | Released | 1696 | No | 842571113648 | 17 | 16 | 18 | 16
PanoVu | DS-2CD6D52G0-IHS 2.8mm | Dual-directional PanoVu, 10MP (2 x 5MP), 30 FPS, 2.8mm Lens, 3 gimbals Adjustable Camera Position, True WDR 120DB, H.265+,1 Alarm Inputs, 1 Alarm Outputs, MicroSD Slot, 12VDC, PoE(11W), IP67, IK10, IR Supplement, Heater, Audio I/O | Dual PANOVU O 2x5MP IR WDR | Released | 976 | No | 842571130737 | 3 | 5 | 9 | 7
PanoVu | DS-2CD6D52G0-IHS 4mm | Dual-directional PanoVu, 10MP (2 x 5MP), 30 FPS, 4mm Lens, 3 gimbals Adjustable Camera Position, True WDR 120DB, H.265+,1 Alarm Inputs, 1 Alarm Outputs, MicroSD Slot, 12VDC, PoE(11W), IP67, IK10, IR Supplement, Heater, Audio I/O | Dual PANO O 2x5MP IR WDR 4mm | Released | 976 | No | 842571130775 | 3 | 5 | 9 | 7
PanoVu | DS-2CD6D52G0-IHS 6mm | Dual-directional PanoVu, 10MP (2 x 5MP), 30 FPS, 6mm Lens, 3 gimbals Adjustable Camera Position, True WDR 120DB, H.265+,1 Alarm Inputs, 1 Alarm Outputs, MicroSD Slot, 12VDC, PoE(11W), IP67, IK10, IR Supplement, Heater, Audio I/O | Dual PANO O 2x5MP IR WDR 6mm | Released | 976 | No | 842571130782 | 3 | 5 | 9 | 7
PanoVu | DS-2CD6D54FWD-IZHS | 20MP (4 x 5MP), 30 FPS, 2.8-12mm Motorized Lens, Adjustable Camera Position, True WDR, H.265, VCA, 2 Alarm Inputs, 2 Alarm Outputs, MicroSD Slot, 12VDC, 24VAC, Hi-PoE(60W), IP67, IK10, IR Supplement, Heater, 2-Way Audio | PANOVU O 20MP MS IR-HEATER | Released | 2087 | No | 842571113624 | 17 | 16 | 18 | 16
PanoVu | DS-2CD6D54FWD-Z | 20MP (4 x 5MP), 25 FPS, 2.8-12mm Motorized Lens, Adjustable Camera Position, True WDR, H.265, VCA, 2 Alarm Inputs, 2 Alarm Outputs, MicroSD Slot, 12VDC, 24VAC, IEEE802.3at PoE, IP67, IK10 | PANOVU OUTDR 20MP MULTISENSR | Released | 1978 | No | 842571113655 | 11 | 16 | 18 | 16
PanoVu | DS-2CD6D54G1-IZS | Mini PanoVu, 20MP (4 x 5MP), 30 FPS, 2.8-12mm Motorized Lens, Adjustable Camera Position, True WDR, H.265, VCA, 2 Alarm Inputs, 2 Alarm Outputs, MicroSD Slot, 12VDC, 24VAC, PoE(19W), IP67, IK10, IR Supplement, Heater, 2-Way Audio | Mini PANOVU O 20MP IR | Released | 1846 | No | 842571130201 | 9 | 12 | 13 | 10
PanoVu | DS-2CD6D54G1-ZS/RC | Mini PanoVu in-ceiling install, 20MP (4 x 5MP), 30 FPS, 2.8-12mm Motorized Lens, Adjustable Camera Position, True WDR, H.265, VCA, 2 Alarm Inputs, 2 Alarm Outputs, MicroSD Slot, 12VDC, 24VAC, PoE(19W), IP67, IK10, IR Supplement, Heater, 2-Way Audio | Mini PANOVU O 20MP in-ceil | Released | 1672 | No | 842571130232 | 8 | 6 | 12 | 12
PanoVu | DS-2CD6D82G0-IHS 2.8mm | Dual-directional PanoVu, 16MP (2 x 8MP), 24 FPS, 2.8mm Lens, 3 gimbals Adjustable Camera Position, True WDR 120DB, H.265,1 Alarm Inputs, 1 Alarm Outputs, MicroSD Slot, 12VDC, PoE(11W), IP67, IK10, IR Supplement, Heater, Audio I/O | DualPANO O2x8MP IR WDR 2.8mm | Released | 1085 | No | 842571130744 | 3 | 5 | 9 | 7
PanoVu | DS-2CD6D82G0-IHS 4mm | Dual-directional PanoVu, 16MP (2 x 8MP), 24 FPS, 4mm Lens, 3 gimbals Adjustable Camera Position, True WDR 120DB, H.265,1 Alarm Inputs, 1 Alarm Outputs, MicroSD Slot, 12VDC, PoE(11W), IP67, IK10, IR Supplement, Heater, Audio I/O | Dual PANO O 2x8MP IR WDR 4mm | Released | 1085 | No | 842571130768 | 3 | 5 | 9 | 7
PanoVu | DS-2CD6D82G0-IHS 6mm | Dual-directional PanoVu, 16MP (2 x 8MP), 24 FPS, 6mm Lens, 3 gimbals Adjustable Camera Position, True WDR 120DB, H.265,1 Alarm Inputs, 1 Alarm Outputs, MicroSD Slot, 12VDC, PoE(11W), IP67, IK10, IR Supplement, Heater, Audio I/O | Dual PANO O 2x8MP IR WDR 6mm | Released | 1085 | No | 842571130751 | 3 | 5 | 9 | 7
Smart Pro | DS-2CD6W32FWD-IVS | Indoor/Outdoor Ultra Wide Angle, 2mm, 3MP, Day/Night, 15m IR, BLC/ROI, Built in Mic/Spkr, IP66/IK10, 45° mount incl., PoE/12VDC | PANO 2mm3MP DN IR IP66POE/12 | Released | 867 | No | 813908027570 | 2 | 8 | 9 | 9
Smart Pro | DS-2CD6W32FWD-IVSC | Indoor/Outdoor Corner Mount, Ultra Wide Angle, 2mm, 3MP, Day/Night, 15m IR, BLC/ROI, Built in Mic/Spkr, IP66/IK10, PoE/12VDC | PANO Cr 2mm 3MP IR IP66 POE/12 | Released | 867 | No | 842571112696 | 4 | 8 | 9 | 9
Smart Pro | DS-2CD6W32FWD-IVSD | Detention Grade Wide Panorama 3MP Corner Mount, 2mm (H-135°xV-98°), Day/Night, 15m 940nm IR, Alarm I/O, Line In/Out, IP66/IK10, PoE/12VDC, 12W | PANO D 2mm 3MP IR IP66 POE/12 | Released | 1085 | No | 842571112320 | 4 | 8 | 9 | 9
DeepinView | DS-2CD7026G0 | Deep Learning Box Camera, DarkFighter, 2MP, H265+, Day/Night, 140dB WDR, Audio, Alarm I/O, PoE/12VDC/24VAC | BX 2MP DN 140DB WDR POE/12DC | Released | 1150 | No | 842571117981 | 2 | 6 | 12 | 6
DeepinView | DS-2CD7026G0-AP | Deep Learning Box Camera, DarkFighter, 2MP, H265+, Day/Night, 140dB WDR, Audio, Alarm I/O, PoE/12VDC/24VAC, AP:ABF;P-IRIS;,1*AudioOut,1*AudioIn; | BX2MP DN140DBWDR POE/12DC AP | Released | 1150 | No | 842571122374 | 3 | 6 | 12 | 6
DeepinView | DS-2CD7046G0-AP | Deep Learning Box Camera, DarkFighter, 4MP, H265+, Day/Night, 140dB WDR, Audio, Alarm I/O, PoE/12VDC/24VAC, AP:ABF;P-IRIS;,1*AudioOut,1*AudioIn; | BX4MP DN140DBWDR POE/12DC AP | Released | 1193 | No | 842571122404 | 3 | 6 | 12 | 6
DeepinView | DS-2CD7085G0-AP | Deep Learning Box Camera, DarkFighter, 8MP, H265+, Day/Night, 140dB WDR, Audio, Alarm I/O, PoE/12VDC/24VAC, AP:ABF;P-IRIS;,1*AudioOut,1*AudioIn; | BX8MP DN140DBWDR POE/12DC AP | Released | 1672 | No | 842571122411 | 3 | 6 | 12 | 6
DeepinView | DS-2CD7126G0/L-IZS | Queue Detection, Deep Learning Indoor Dome, DarkFighter, 2MP, H265+, 2.8-12mm, Motorized Zoom/Focus, Day/Night, 140dB WDR, EXIR2.0, Audio, Alarm I/O, PoE/12VDC | DM Q 2MP 2.8-12 MZ 140DB IR | Released | 1628 | No | 842571112870 | 4 | 7 | 10 | 7
DeepinView | DS-2CD7126G0-IZS | Deep Learning Indoor Dome, DarkFighter, 2MP, H265+, 2.8-12mm, Motorized Zoom/Focus, Day/Night, 140dB WDR, EXIR2.0, Audio, Alarm I/O, PoE/12VDC | DM IN 2MP 2.8-12 MZ 140DB IR | Released | 1302 | No | 842571117912 | 3 | 7 | 10 | 7
DeepinView | DS-2CD7126G0-IZS8 | Deep Learning Indoor Dome, DarkFighter, 2MP, H265+, 8-32mm, Motorized Zoom/Focus, Day/Night, 140dB WDR, EXIR2.0, Audio, Alarm I/O, PoE/12VDC | DM IN 2MP 8-32 MZ 140DB IR | Released | 1346 | No | 842571118087 | 3 | 7 | 10 | 7
DeepinView | DS-2CD7146G0-IZS | Deep Learning Indoor Dome, DarkFighter, 4MP, H265+, 2.8-12mm, Motorized Zoom/Focus, Day/Night, 140dB WDR, EXIR2.0, Audio, Alarm I/O, PoE/12VDC | DM IN 4MP 2.8-12 MZ 140DB IR | Released | 1404 | No | 842571122428 | 3 | 7 | 10 | 7
DeepinView | DS-2CD7146G0-IZS8 | Deep Learning Indoor Dome, DarkFighter, 4MP, H265+, 8-32mm, Motorized Zoom/Focus, Day/Night, 140dB WDR, EXIR2.0, Audio, Alarm I/O, PoE/12VDC | DM IN 4MP 8-32 MZ 140DB IR | Released | 1448 | No | 842571125900 | 4 | 7 | 10 | 7
DeepinView | DS-2CD7185G0-IZS | Deep Learning Indoor Dome, DarkFighter, 8MP, H265+, 2.8-12mm, Motorized Zoom/Focus, Day/Night, 140dB WDR, EXIR2.0, Audio, Alarm I/O, PoE/12VDC | DM IN 8MP 2.8-12 MZ 140DB IR | Released | 1926 | No | 842571122435 | 3 | 7 | 10 | 7
DeepinView | DS-2CD7185G0-IZS8 | Deep Learning Indoor Dome, DarkFighter, 8MP, H265+, 8-32mm, Motorized Zoom/Focus, Day/Night, 140dB WDR, EXIR2.0, Audio, Alarm I/O, PoE/12VDC | DM IN 8MP 8-32 MZ 140DB IR | Released | 1970 | No | 842571125931 | 5 | 7 | 10 | 7
DeepinView | DS-2CD7526G0-IZHS | Deep Learning Outdoor Dome, DarkFighter, 2MP, H265+, 2.8-12mm, Motorized Zoom/Focus, Day/Night, 140dB WDR, EXIR2.0, Alarm I/O, Heater, PoE/12VDC | DM 2M 2.8-12MZ DN WDR EXIR | Released | 1628 | No | 842571118186 | 5 | 8 | 10 | 9
DeepinView | DS-2CD7526G0-IZHS8 | Deep Learning Outdoor Dome, DarkFighter, 2MP, H265+, 8-32mm, Motorized Zoom/Focus, Day/Night, 140dB WDR, EXIR2.0, Alarm I/O, Heater, PoE/12VDC | DM 2M 8-32MZ DN WDR EXIR | Released | 1672 | No | 842571122466 | 5 | 7 | 10 | 8
DeepinView | DS-2CD7546G0-IZHS | Deep Learning Outdoor Dome, DarkFighter, 4MP, H265+, 2.8-12mm, Motorized Zoom/Focus, Day/Night, 140dB WDR, EXIR2.0, Alarm I/O, Heater, PoE/12VDC | DM 4M 2.8-12MZ DN WDR EXIR | Released | 1826 | No | 842571122473 | 5 | 7 | 10 | 8
DeepinView | DS-2CD7546G0-IZHS8 | Deep Learning Outdoor Dome, DarkFighter, 4MP, H265+, 8-32mm, Motorized Zoom/Focus, Day/Night, 140dB WDR, EXIR2.0, Alarm I/O, Heater, PoE/12VDC | DM 4M 8-32MZ DN WDR EXIR | Released | 1870 | No | 842571125870 | 5 | 7 | 10 | 8
DeepinView | DS-2CD7585G0-IZHS | Deep Learning Outdoor Dome, DarkFighter, 8MP, H265+, 2.8-12mm, Motorized Zoom/Focus, Day/Night, 140dB WDR, EXIR2.0, Alarm I/O, Heater, PoE/12VDC | DM 8M 2.8-12MZ DN WDR EXIR | Released | 2350 | No | 842571122480 | 5 | 7 | 10 | 8
DeepinView | DS-2CD7585G0-IZHS8 | Deep Learning Outdoor Dome, DarkFighter, 8MP, H265+, 8-32mm, Motorized Zoom/Focus, Day/Night, 140dB WDR, EXIR2.0, Alarm I/O, Heater, PoE/12VDC | DM 8M 8-32MZ DN WDR EXIR | Released | 2393 | No | 842571125894 | 5 | 7 | 10 | 8
DeepinView | DS-2CD7A26G0/P-IZHS | Deep Learning License Plate Recognition Camera, Outdoor Bullet, DarkFighter, 2MP/1080p, H264, 2.8-12mm, Motorized Zoom/Focus, Day/Night, 140dB WDR, EXIR up to 30m, IP67,IK10 , Heater, PoE+/24VAC | LPR BLT IP67 2M 2.8-12 WDR | Released | 1193 | No | 842571122954 | 7 | 7 | 16 | 8
DeepinView | DS-2CD7A26G0/P-IZHS8 | Deep Learning License Plate Recognition Camera, Outdoor Bullet, DarkFighter, 2MP/1080p, H264, 8-32mm, Motorized Zoom/Focus, Day/Night, 140dB WDR, EXIR up to 30m, IP67,IK10 , Heater, PoE+/24VAC | LPR BLT IP67 2M 8-32 WDR | Released | 1237 | No | 842571123890 | 7 | 7 | 16 | 8
DeepinView | DS-2CD7A26G0-IZHS | Deep Learning Outdoor Bullet, DarkFighter, 2MP, H265+, 2.8-12mm, Motorized Zoom/Focus, Day/Night, 140dB WDR, EXIR2.0, Alarm I/O, Heater, PoE/12VDC | BLT 2M 2.8-12MZ DN WDR EXIR | Released | 1628 | No | 842571116366 | 6 | 7 | 16 | 7
DeepinView | DS-2CD7A26G0-IZHS8 | Deep Learning Outdoor Bullet, DarkFighter, 2MP, H265+, 8-32mm, Motorized Zoom/Focus, Day/Night, 140dB WDR, EXIR2.0, Alarm I/O, Heater, PoE/12VDC | BLT 2M 8-32MZ DN WDR EXIR | Released | 1672 | No | 842571118063 | 7 | 7 | 16 | 7
DeepinView | DS-2CD7A46G0-IZHS | Deep Learning Outdoor Bullet, DarkFighter, 4MP, H265+, 2.8-12mm, Motorized Zoom/Focus, Day/Night, 140dB WDR, EXIR2.0, Alarm I/O, Heater, PoE/12VDC | BLT 4M 2.8-12MZ DN WDR EXIR | Released | 1826 | No | 842571122442 | 7 | 7 | 16 | 7
DeepinView | DS-2CD7A46G0-IZHS8 | Deep Learning Outdoor Bullet, DarkFighter, 4MP, H265+, 8-32mm, Motorized Zoom/Focus, Day/Night, 140dB WDR, EXIR2.0, Alarm I/O, Heater, PoE/12VDC | BLT 4M 8-32MZ DN WDR EXIR | Released | 1870 | No | 842571125917 | 7 | 7 | 16 | 7
DeepinView | DS-2CD7A85G0-IZHS | Deep Learning Outdoor Bullet, DarkFighter, 8MP, H265+, 2.8-12mm, Motorized Zoom/Focus, Day/Night, 140dB WDR, EXIR2.0, Alarm I/O, Heater, PoE/12VDC | BLT 8M 2.8-12MZ DN WDR EXIR | Released | 2350 | No | 842571122459 | 7 | 7 | 16 | 7
DeepinView | DS-2CD7A85G0-IZHS8 | Deep Learning Outdoor Bullet, DarkFighter, 8MP, H265+, 8-32mm, Motorized Zoom/Focus, Day/Night, 140dB WDR, EXIR2.0, Alarm I/O, Heater, PoE/12VDC | BLT 8M 8-32MZ DN WDR EXIR | Released | 2393 | No | 842571125887 | 7 | 7 | 16 | 7
Analog & Turbo | DS-2CE10DFT-F 3.6mm | ColorVu Outdoor Bullet, 2MP, 0.0005Lux/F1.0, 0 Lux with Friendly Lighting,20m,3D DNR,12 VDC,OSD Menu(Up the Coax), 130dB True WDR, IP67, 3.6mm Lens,24H Color?Support TVI/AHD/CVI/CVBS video signal output | ColorVu 2MP 3.6mm 130dB IP67 | Released | 120 | No | 842571122190 | 2 | 4 | 7 | 4
Analog & Turbo | DS-2CE10DFT-F 6mm | ColorVu Outdoor Bullet, 2MP, 0.0005Lux/F1.0, 0 Lux with Friendly Lighting,20m,3D DNR,12 VDC,OSD Menu(Up the Coax), 130dB True WDR, IP67, 6mm Lens,24H Color?Support TVI/AHD/CVI/CVBS video signal output | ColorVu 2MP 6mm 130dB IP67 | Released | 120 | No | 842571122206 | 2 | 4 | 7 | 4
Analog & Turbo | DS-2CE10DFT-F28 2.8mm | ColorVu outdoor Bullet, 2MP, 0.0005Lux/F1.0, 0 Lux with Friendly Lighting,20m,3D DNR,12 VDC,OSD Menu(Up the Coax), 130dB True WDR, IP67, 2.8mm Lens,24H Color?Support TVI/AHD/CVI/CVBS video signal output | ColorVu 2MP 2.8m 130dB IP67 | Released | 120 | No | 842571129793 | 2 | 4 | 7 | 4
Analog & Turbo | DS-2CE10HFT-F 3.6mm | ColorVu outdoor Bullet, 5MP,0.0005Lux/F1.0, 0 Lux with Friendly Lighting,20m,3D DNR,12 VDC,OSD Menu(Up the Coax), 130dB True WDR, IP67, 3.6mm Lens,24H Color?Support TVI/AHD/CVI/CVBS video signal output | ColorVu 5MP 3.6mm 130dB IP67 | Released | 152 | No | 842571130157 | 1 | 3 | 7 | 4
Analog & Turbo | DS-2CE10HFT-F28 2.8mm | ColorVu outdoor Bullet 5MP,0.0005Lux/F1.0, 0 Lux with Friendly Lighting,20m,3D DNR,12 VDC,OSD Menu(Up the Coax), 130dB True WDR, IP67, 2.8mm Lens,24H Color?Support TVI/AHD/CVI/CVBS video signal output | ColorVu 5MP 2.8mm 130dB IP67 | Released | 152 | No | 842571129816 | 2 | 4 | 7 | 4
Analog & Turbo | DS-2CE11D0T-PIRL 2.8mm | Outdoor IR Bullet, TurboHD 4.0, HD-TVI, 2MP, 2.8mm, 20m IR, PIR Detection/Alarm, White Light, IP67, 12 VDC | Out Bul 2MP TVI IR 2.8mm | Released | 130 | No | 842571116168 | 1 | 4 | 7 | 4
Analog & Turbo | DS-2CE11D0T-PIRL 3.6mm | Outdoor IR Bullet, TurboHD 4.0, HD-TVI, 2MP, 3.6mm, 20m IR, PIR Detection/Alarm, White Light, IP67, 12 VDC | Out Bul 2MP TVI IR 3.6mm | Released | 130 | No | 842571116175 | 1 | 4 | 7 | 4
Analog & Turbo | DS-2CE11D8T-PIRL 2.8mm | Outdoor IR Bullet, TurboHD 4.0, HD-TVI, 2MP, 2.8mm, PIR Alarm, Ultra Low Light, 20m EXIR 2.0, Day/Night, True WDR, Smart IR, IP67, 12 VDC | Out Bul 2MP TVI IR 2.8mm | Released | 174 | No | 842571117073 | 2 | 4 | 7 | 4
Analog & Turbo | DS-2CE11D8T-PIRL 3.6mm | Outdoor IR Bullet, TurboHD 4.0, HD-TVI, 2MP, 3.6mm, PIR Alarm, Ultra Low Light, 20m EXIR 2.0, Day/Night, True WDR, Smart IR, IP67, 12 VDC | Out Bul 2MP TVI IR 3.6mm | Released | 174 | No | 842571117080 | 2 | 4 | 7 | 4
Analog & Turbo | DS-2CE11H0T-PIRL 2.8mm | Outdoor IR Bullet, TurboHD 4.0, HD-TVI, 5MP, 2.8mm, 20m IR, PIR Detection/Alarm, White Light, IP67, 12 VDC | Out Bul 5MP TVI IR 2.8mm | Released | 109 | No | 842571119794 | 1 | 4 | 7 | 4
Analog & Turbo | DS-2CE11H0T-PIRL 3.6mm | Outdoor IR Bullet, TurboHD 4.0, HD-TVI, 5MP, 3.6mm, 20m IR, PIR Detection/Alarm, White Light, IP67, 12 VDC | Out Bul 5MP TVI IR 3.6mm | Released | 109 | No | 842571119800 | 1 | 4 | 7 | 4
Analog & Turbo | DS-2CE12D0T-PIRL 2.8mm | Outdoor IR Bullet, TurboHD 4.0, HD-TVI, 2MP, 2.8mm, 20m IR, PIR Detection/Alarm, White Light Illumination, IP67, 12 VDC | Out Bul 2MP TVI IR 2.8mm | Released | 141 | No | 842571116182 | 2 | 5 | 9 | 5
Analog & Turbo | DS-2CE12D0T-PIRL 3.6mm | Outdoor IR Bullet, TurboHD 4.0, HD-TVI, 2MP, 2.8mm, 20m IR, PIR Detection/Alarm, White Light Illumination, IP67, 12 VDC | Out Bul 2MP TVI IR 3.6mm | Released | 141 | No | 842571116199 | 2 | 5 | 9 | 5
Analog & Turbo | DS-2CE12D8T-PIRL 2.8mm | Outdoor IR Bullet, TurboHD 4.0, HD-TVI, 2MP, 2.8mm, PIR Alarm, Ultra Low Light, 20m EXIR 2.0, Day/Night, True WDR, Smart IR, IP67, 12 VDC | Out Bul 2MP TVI IR 2.8mm | Released | 196 | No | 842571117097 | 2 | 5 | 10 | 5
Analog & Turbo | DS-2CE12D8T-PIRL 3.6mm | Outdoor IR Bullet, TurboHD 4.0, HD-TVI, 2MP, 3.6mm, PIR Alarm, Ultra Low Light, 20m EXIR 2.0, Day/Night, True WDR, Smart IR, IP67, 12 VDC | Out Bul 2MP TVI IR 3.6mm | Released | 196 | No | 842571118575 | 2 | 5 | 10 | 5
Analog & Turbo | DS-2CE12DFT-F 3.6mm | ColorVu Outdoor Bullet, 2MP, 0.0005Lux/F1.0,0 Lux with Friendly Lighting,40m,3D DNR,12 VDC,OSD Menu(Up the Coax), 130dB True WDR, IP67, 3.6mm Lens,24H Color?Support TVI/AHD/CVI/CVBS video signal output | ColorVu 2MP 3.6mm 130dB 40m | Released | 137 | No | 842571122213 | 2 | 5 | 9 | 5
Analog & Turbo | DS-2CE12DFT-F 6mm | ColorVu Outdoor Bullet, 2MP, 0.0005Lux/F1.0,0 Lux with Friendly Lighting,40m,3D DNR,12 VDC,OSD Menu(Up the Coax), 130dB True WDR, IP67, 6mm Lens,24H Color?Support TVI/AHD/CVI/CVBS video signal output | ColorVu 2MP 6mm 130dB 40m | Released | 137 | No | 842571122220 | 2 | 5 | 9 | 5
Analog & Turbo | DS-2CE12DFT-F28 2.8mm | ColorVu outdoor Bullet, 2MP, 0.0005Lux/F1.0,0 Lux with Friendly Lighting,40m,3D DNR,12 VDC,OSD Menu(Up the Coax), 130dB True WDR, IP67, 2.8mm Lens,24H Color?Support TVI/AHD/CVI/CVBS video signal output | ColorVu 2MP 2.8m 130dB 40m | Released | 137 | No | 842571129809 | 2 | 5 | 9 | 5
Analog & Turbo | DS-2CE12DFT-PIRXOF 3.6mm | ColorVu Outdoor Bullet, 2MP, 0.0005 Lux/F1.0, Supplemental light 40m,3D DNR,12 VDC,OSD Menu(Up the Coax), 130dB True WDR, IP67, 3.6mm Lens,24H Color?PIR Detection?Blue&Red Light Alarm?Built in Siren?Alarm Out?Support TVI/AHD/CVI/CVBS video signal output | ColorVu 2MP 3.6mm PIR siren | Released | 165 | No | 842571130065 | 2 | 5 | 9 | 5
Analog & Turbo | DS-2CE12H0T-PIRL 2.8mm | Outdoor IR Bullet, TurboHD 4.0, HD-TVI, 5MP, 2.8mm, 20m IR, PIR Detection/Alarm, White Light Illumination, IP67, 12 VDC | Out Bul 5MP TVI IR 2.8mm | Released | 120 | No | 842571119817 | 2 | 5 | 10 | 5
Analog & Turbo | DS-2CE12H0T-PIRL 3.6mm | Outdoor IR Bullet, TurboHD 4.0, HD-TVI, 5MP, 3.6mm, 20m IR, PIR Detection/Alarm, White Light Illumination, IP67, 12 VDC | Out Bul 5MP TVI IR 3.6mm | Released | 120 | No | 842571119824 | 2 | 5 | 10 | 5
Analog & Turbo | DS-2CE12HFT-F 3.6mm | ColorVu outdoor Bullet, 5MP,0.0005Lux/F1.0, 0 Lux with Friendly Lighting,40m,3D DNR,12 VDC,OSD Menu(Up the Coax), 130dB True WDR, IP67, 3.6mm Lens,24H Color?Support TVI/AHD/CVI/CVBS video signal output | ColorVu 5MP 3.6mm 130dB 40m | Released | 163 | No | 842571130164 | 2 | 5 | 9 | 5
Analog & Turbo | DS-2CE12HFT-F28 2.8mm | ColorVu outdoor Bullet 5MP,0.0005Lux/F1.0, 0 Lux with Friendly Lighting,40m,3D DNR,12 VDC,OSD Menu(Up the Coax), 130dB True WDR, IP67, 2.8mm Lens,24H Color?Support TVI/AHD/CVI/CVBS video signal output | ColorVu 5MP 2.8mm 130dB 40m | Released | 163 | No | 842571129823 | 2 | 5 | 9 | 5
Analog & Turbo | DS-2CE16C2T-IR 2.8mm | Outdoor IR Bullet, HD720p, 2.8mm, 20m IR, Day/Night, Smart IR, IP66, 12 VDC | BLT 720P TURBO 2.8MM DN IR | EOL - Preparation | 74 | No | 816783018237 | 1 | 3 | 6 | 4
Analog & Turbo | DS-2CE16C2T-IR 3.6mm | Outdoor IR Bullet, HD720p, 3.6mm, 20m IR, Day/Night, Smart IR, IP66, 12 VDC | BLT 720P TURBO 3.6MM DN IR | EOL - Preparation | 74 | No | 816783018244 | 1 | 3 | 6 | 4
Analog & Turbo | DS-2CE16C2T-IR 6mm | Outdoor IR Bullet, HD720p, 6mm, 20m IR, Day/Night, Smart IR, IP66, 12 VDC | BLT 720P TURBO 6MM DN IR | EOL - Preparation | 74 | No | 816783018893 | 1 | 3 | 6 | 4
Analog & Turbo | DS-2CE16C5T-IT1 2.8mm | Outdoor IR Bullet, HD720p, 2.8mm, 20m EXIR, Day/Night, Smart IR, UTC Menu, IP66, 12 VDC | BLT720P TURB UTC 2.8MM DN IR | EOL - Preparation | 93 | No | 816783018275 | 2 | 5 | 10 | 5
Analog & Turbo | DS-2CE16C5T-IT1 3.6mm | Outdoor IR Bullet, HD720p, 3.6mm, 20m EXIR, Day/Night, Smart IR, UTC Menu, IP66, 12 VDC | BLT720P TURB UTC 3.6MM DN IR | EOL - Preparation | 93 | No | 816783018282 | 2 | 5 | 10 | 5
Analog & Turbo | DS-2CE16C5T-IT1 6mm | Outdoor IR Bullet, HD720p, 6mm, 20m EXIR, Day/Night, Smart IR, UTC Menu, IP66, 12 VDC | BLT 720P TURB UTC 6MM DN IR | EOL - Preparation | 93 | No | 816783018916 | 2 | 5 | 10 | 5
Analog & Turbo | DS-2CE16C5T-IT1 8mm | Outdoor IR Bullet, HD720p, 8mm, 20m EXIR, Day/Night, Smart IR, UTC Menu, IP66, 12 VDC | BLT 720P TURB UTC 8MM DN IR | EOL - Preparation | 93 | No | 816783018923 | 2 | 5 | 10 | 5
Analog & Turbo | DS-2CE16C5T-VFIR3 | Outdoor IR Bullet, HD720p, 2.8-12mm, 40m IR, Day/Night, Smart IR, UTC Menu, IP66, 12 VDC | BLT 720P TURB UTC 2.8-12 IR | EOL - Preparation | 133 | No | 816783018930 | 2 | 6 | 12 | 5
Analog & Turbo | DS-2CE16D1T-AVFIR3 | Outdoor IR Bullet, HD1080p, 2.8-12mm, 40m IR, Day/Night, DWDR, Smart IR, UTC Menu, IP66, 12VDC/ 24VAC | BLT1080P TURB UTC 2.8-12 IR | EOL - Preparation | 157 | No | 813908020601 | 1 | 11 | 5 | 5
Analog & Turbo | DS-2CE16D1T-IR 2.8mm | Outdoor IR Bullet, HD1080p, 2.8mm, 20m IR, Day/Night, DWDR, Smart IR, IP66, 12 VDC | BLT 1080P TURB 2.8MM DN IR | EOL - Preparation | 105 | No | 813908020618 | 1 | 6 | 3 | 4
Analog & Turbo | DS-2CE16D1T-IR 3.6mm | Outdoor IR Bullet, HD1080p, 3.6mm, 20m IR, Day/Night, DWDR, Smart IR, IP66, 12 VDC | BLT 1080P TURB 3.6MM DN IR | EOL - Preparation | 105 | No | 813908020915 | 1 | 3 | 6 | 4
Analog & Turbo | DS-2CE16D1T-IR 6mm | Outdoor IR Bullet, HD1080p, 6mm, 20m IR, Day/Night, DWDR, Smart IR, IP66, 12 VDC | BLT 1080P TURB 6MM DN IR | Released | 105 | No | 813908025187 | 1 | 3 | 6 | 6
Analog & Turbo | DS-2CE16D1T-IT1 2.8mm | Outdoor IR Bullet, HD1080p, 2.8mm, 20m EXIR, Day/Night, DWDR, Smart IR, IP66, 12 VDC | BUL 1080P TVI 2.8MM DN EXIR | EOL - Preparation | 120 | No | 813908025309 | 1 | 9 | 5 | 5
Analog & Turbo | DS-2CE16D1T-IT1 3.6mm | Outdoor IR Bullet, HD1080p, 3.6mm, 20m EXIR, Day/Night, DWDR, Smart IR, IP66, 12 VDC | BUL 1080P TVI 3.6MM DN EXIR | EOL - Preparation | 120 | No | 813908025286 | 1 | 9 | 5 | 5
Analog & Turbo | DS-2CE16D1T-IT1 6mm | Outdoor IR Bullet, HD1080p, 6mm, 20m EXIR, Day/Night, DWDR, Smart IR, IP66, 12 VDC | BUL 1080P TVI 6MM DN EXIR | EOL - Preparation | 120 | No | 813908025293 | 1 | 9 | 5 | 5
Analog & Turbo | DS-2CE16D3T-I3F 2.8mm | Outdoor Mini IR Bullet, TurboHD 4.0, HD-TVI/AHD/HD-CVI/CVBS, 2MP, 2.8mm, 30m EXIR 2.0, Ultra Low Light, Day/Night, True WDR, 3D DNR, Smart IR, IP67, 12 VDC | Out Mn Bul 2MP 4 in1 IR2.8mm | Released | 72 | No | 842571123029 | 1 | 3 | 6 | 4
Analog & Turbo | DS-2CE16D3T-I3F 3.6mm | Outdoor Mini IR Bullet, TurboHD 4.0, HD-TVI/AHD/HD-CVI/CVBS, 2MP, 3.6mm, 30m EXIR 2.0, Ultra Low Light, Day/Night, True WDR, 3D DNR, Smart IR, IP67, 12 VDC | Out Mn Bul 2MP 4 in1 IR3.6mm | Released | 72 | No | 842571123036 | 1 | 3 | 6 | 4
Analog & Turbo | DS-2CE16D3T-I3F 6mm | Outdoor Mini IR Bullet, TurboHD 4.0, HD-TVI/AHD/HD-CVI/CVBS, 2MP, 6mm, 30m EXIR 2.0, Ultra Low Light, Day/Night, True WDR, 3D DNR, Smart IR, IP67, 12 VDC | Out Mn Bul 2MP 4 in1 IR 6mm | Released | 72 | No | 842571125092 | 1 | 4 | 6 | 4
Analog & Turbo | DS-2CE16D3T-IT3F 2.8mm | Outdoor IR Bullet, TurboHD 4.0, HD-TVI/AHD/HD-CVI/CVBS, 2MP, 2.8mm, 50m EXIR 2.0, Day/Night, True WDR, 3D DNR, Smart IR, IP67, 12 VDC | Out Bul 2MP 4 in 1 IR 2.8mm | Released | 100 | No | 842571123005 | 2 | 5 | 9 | 5
Analog & Turbo | DS-2CE16D3T-IT3F 3.6mm | Outdoor IR Bullet, TurboHD 4.0, HD-TVI/AHD/HD-CVI/CVBS, 2MP, 3.6mm, 50m EXIR 2.0, Day/Night, True WDR, 3D DNR, Smart IR, IP67, 12 VDC | Out Bul 2MP 4 in 1 IR 3.6mm | Released | 100 | No | 842571123012 | 2 | 5 | 9 | 5
Analog & Turbo | DS-2CE16D3T-IT3F 6mm | Outdoor IR Bullet, TurboHD 4.0, HD-TVI/AHD/HD-CVI/CVBS, 2MP, 6mm, 50m EXIR 2.0, Day/Night, True WDR, 3D DNR, Smart IR, IP67, 12 VDC | Out Bul 2MP 4 in 1 IR 6mm | Released | 100 | No | 842571126907 | 2 | 5 | 10 | 5
Analog & Turbo | DS-2CE16D3T-ITF 2.8mm | Outdoor IR Bullet, TurboHD 4.0, HD-TVI/AHD/HD-CVI/CVBS, 2MP, 2.8mm, 30m EXIR 2.0, Day/Night, True WDR, 3D DNR, Smart IR, IP67, 12 VDC | Out Bul 2MP 4 in 1 IR 2.8mm | Released | 83 | No | 842571122961 | 1 | 3 | 6 | 4
Analog & Turbo | DS-2CE16D3T-ITF 3.6mm | Outdoor IR Bullet, TurboHD 4.0, HD-TVI/AHD/HD-CVI/CVBS, 2MP, 3.6mm, 30m EXIR 2.0, Day/Night, True WDR, 3D DNR, Smart IR, IP67, 12 VDC | Out Bul 2MP 4 in 1 IR 3.6mm | Released | 83 | No | 842571122978 | 1 | 3 | 6 | 4
Analog & Turbo | DS-2CE16D3T-ITF 6mm | Outdoor IR Bullet, TurboHD 4.0, HD-TVI/AHD/HD-CVI/CVBS, 2MP, 6mm, 30m EXIR 2.0, Day/Night, True WDR, 3D DNR, Smart IR, IP67, 12 VDC | Out Bul 2MP 4 in 1 IR 6mm | Released | 83 | No | 842571122985 | 1 | 3 | 6 | 4
Analog & Turbo | DS-2CE16D5T-AVFIT3 | Outdoor IR Bullet, HD1080p, 2.8-12mm, 50m EXIR, Day/Night, Smart IR, UTC Menu, IP66, 12VDC/ 24VAC | BLT 1080PTURB UTC 2.8-12 IR | EOL - Preparation | 165 | No | 816783019036 | 3 | 6 | 15 | 6
Analog & Turbo | DS-2CE16D5T-IT3 12mm | Outdoor IR Bullet, HD1080p, 12mm, 40m EXIR, Day/Night, Smart IR, UTC Menu, IP66, 12 VDC | BLT 1080P TURB 12MM DN IR | EOL - Preparation | 123 | No | 816783018992 | 1 | 5 | 9 | 5
Analog & Turbo | DS-2CE16D5T-IT3 2.8mm | Outdoor IR Bullet, HD1080p, 2.8mm, 40m EXIR, Day/Night, Smart IR, UTC Menu, IP66, 12 VDC | BLT 1080P TURB 2.8MM DN IR | EOL - Preparation | 123 | No | 816783018978 | 1 | 5 | 9 | 5
Analog & Turbo | DS-2CE16D5T-IT3 3.6mm | Outdoor IR Bullet, HD1080p, 3.6mm, 40m EXIR, Day/Night, Smart IR, UTC Menu, IP66, 12 VDC | BLT 1080P TURB 3.6MM DN IR | EOL - Preparation | 123 | No | 816783018589 | 2 | 5 | 9 | 5
Analog & Turbo | DS-2CE16D5T-IT3 6mm | Outdoor IR Bullet, HD1080p, 6mm, 40m EXIR, Day/Night, Smart IR, UTC Menu, IP66, 12 VDC | BLT 1080P TURB 6MM DN IR | EOL - Preparation | 123 | No | 816783018985 | 1 | 5 | 9 | 5
Analog & Turbo | DS-2CE16D7T-IT 2.8mm | Outdoor Bullet, 2MP HD-TVI , new EXIR, 2.8mm fixed lens | Out Blt 2MP TVI IR 2.8mm | Released | 125 | No | 813908026856 | 1 | 3 | 6 | 4
Analog & Turbo | DS-2CE16D7T-IT 3.6mm | Outdoor Bullet, 2MP HD-TVI , new EXIR, 3.6mm fixed lens | Out Blt 2MP TVI IR 3.6mm | Released | 125 | No | 813908026863 | 1 | 3 | 6 | 4
Analog & Turbo | DS-2CE16D7T-IT 6mm | Outdoor Bullet, 2MP HD-TVI , new EXIR, 6mm fixed lens | Out Blt 2MP TVI IR 6mm | Released | 125 | No | 813908026870 | 1 | 3 | 6 | 4
Analog & Turbo | DS-2CE16D7T-IT5 12mm | Outdoor Bullet, 2MP HD-TVI , new EXIR, 12mm fixed lens | Out Blt 2MP TVI IR 12mm | Released | 147 | No | 813908026818 | 1 | 5 | 9 | 5
Analog & Turbo | DS-2CE16D7T-IT5 6mm | Outdoor Bullet, 2MP HD-TVI , new EXIR, 6mm fixed lens | Out Blt 2MP TVI IR 6mm | Released | 147 | No | 813908026801 | 1 | 5 | 9 | 5
Analog & Turbo | DS-2CE16D8T-AIT3Z | Outdoor IR Bullet, TurboHD 4.0, HD-TVI, 2MP, 2.8mm-12mm, Ultra Low Light, 40m EXIR 2.0, Day/Night, True WDR, Smart IR, UTC Menu, IP67, 12 VDC | Out Bul 2MP TVI IR VF | EOL - Preparation | 255 | No | 842571110630 | 2 | 5 | 10 | 5
Analog & Turbo | DS-2CE16D8T-IT 2.8mm | Outdoor IR Bullet, TurboHD 4.0, HD-TVI, 2MP, 2.8mm, Ultra Low Light, 20m EXIR 2.0, Day/Night, True WDR, Smart IR, IP67, 12 VDC | Out Tur 2MP TVI IR 2.8mm | EOL - Preparation | 93 | No | 842571110500 | 2 | 4 | 5 | 5
Analog & Turbo | DS-2CE16D8T-IT 3.6mm | Outdoor IR Bullet, TurboHD 4.0, HD-TVI, 5MP, 6mm, 40m EXIR 2.0, Day/Night, True WDR, Smart IR, PoC, IP67, 12 VDC | Out Tur 2MP TVI IR 3.6mm | EOL - Preparation | 93 | No | 842571110531 | 2 | 4 | 5 | 5
Analog & Turbo | DS-2CE16D8T-IT 6mm | Outdoor IR Bullet, TurboHD 4.0, HD-TVI, 2MP, 6mm, Ultra Low Light, 20m EXIR 2.0, Day/Night, True WDR, Smart IR, IP67, 12 VDC | Out Bul 2MP TVI IR 6mm | EOL - Preparation | 93 | No | 842571110548 | 2 | 3 | 6 | 4
Analog & Turbo | DS-2CE16D8T-IT3 2.8mm | Outdoor IR Bullet, TurboHD 4.0, HD-TVI, 2MP, 2.8mm, Ultra Low Light, 40m EXIR 2.0, Day/Night, True WDR, Smart IR, UTC Menu, IP67, 12 VDC | Out Bul 2MP TVI IR 2.8MM | EOL - Preparation | 113 | No | 842571110555 | 2 | 5 | 10 | 5
Analog & Turbo | DS-2CE16D8T-IT3 3.6mm | Outdoor IR Bullet, TurboHD 4.0, HD-TVI, 2MP, 3.6mm, Ultra Low Light, 40m EXIR 2.0, Day/Night, True WDR, Smart IR, UTC Menu, IP67, 12 VDC | Out Bul 2MP TVI IR 3.6mm | EOL - Preparation | 113 | No | 842571110562 | 2 | 5 | 10 | 5
Analog & Turbo | DS-2CE16D8T-IT3 6mm | Outdoor IR Bullet, TurboHD 4.0, HD-TVI, 2MP, 6mm, Ultra Low Light, 40m EXIR 2.0, Day/Night, True WDR, Smart IR, UTC Menu, IP67, 12 VDC | Out Tur 2MP TVI IR 6mm | EOL - Preparation | 113 | No | 842571110579 | 2 | 4 | 5 | 5
Analog & Turbo | DS-2CE16D8T-IT3 8mm | Outdoor IR Bullet, TurboHD 4.0, HD-TVI, 2MP, 8mm, Ultra Low Light, 40m EXIR 2.0, Day/Night, True WDR, Smart IR, UTC Menu, IP67, 12 VDC | Out Bul 2MP TVI IR 8mm | EOL - Preparation | 113 | No | 842571110586 | 2 | 5 | 10 | 5
Analog & Turbo | DS-2CE16D8T-IT5 12mm | Outdoor IR Dome, TurboHD 4.0, HD-TVI, 5MP, 12mm, 80m EXIR 2.0, Day/Night, True WDR, Smart IR, PoC, IP67, 12 VDC | Out Dom 2MP TVI IR 12mm | EOL - Preparation | 128 | No | 842571110623 | 2 | 4 | 5 | 5
Analog & Turbo | DS-2CE16D8T-IT5 3.6mm | Outdoor IR Turret, TurboHD 4.0, HD-TVI, 5MP, 3.6mm, 80m EXIR 2.0, Day/Night, True WDR, Smart IR, PoC, IP67, 12 VDC | Out Tur 2MP TVI IR 3.6mm | EOL - Preparation | 128 | No | 842571110593 | 2 | 4 | 5 | 5
Analog & Turbo | DS-2CE16D8T-IT5 6mm | Outdoor IR Dome, TurboHD 4.0, HD-TVI, 5MP, 6mm, 80m EXIR 2.0, Day/Night, True WDR, Smart IR, PoC, IP67, 12 VDC | Out Dom 2MP TVI IR 6mm | EOL - Preparation | 128 | No | 842571110609 | 2 | 4 | 5 | 5
Analog & Turbo | DS-2CE16D8T-IT5 8mm | Outdoor IR Dome, TurboHD 4.0, HD-TVI, 5MP, 8mm, 80m EXIR 2.0, Day/Night, True WDR, Smart IR, PoC, IP67, 12 VDC | Out Dom 2MP TVI IR 8mm | EOL - Preparation | 128 | No | 842571110616 | 2 | 4 | 5 | 5
Analog & Turbo | DS-2CE16D9T-AIRAZH | Outdoor IR Bullet, HD1080p, 5-50mm Motorized Zoom/Focus, xxm IR, Day/Night, True WDR, Smart IR, UTC Menu, IP66, Heater, 24VAC | BLT 1080P TVI 5-50MZ IR HTR | Released | 315 | No | 813908024333 | 3 | 6 | 15 | 6
Analog & Turbo | DS-2CE16F7T-IT 3.6mm | Outdoor Bullet, 3MP HD-TVI , new EXIR, 2.8mm 3.6mm 6mm fixed lens | Out Blt 3MP TVI IR 3.6mm | Released | 142 | No | 813908026894 | 1 | 3 | 6 | 4
Analog & Turbo | DS-2CE16F7T-IT 6mm | Outdoor Bullet, 3MP HD-TVI , new EXIR, 2.8mm 3.6mm 6mm fixed lens | Out Blt 3MP TVI IR 6mm | Released | 142 | No | 813908026900 | 1 | 3 | 6 | 4
Analog & Turbo | DS-2CE16F7T-IT5 3.6mm | Outdoor Bullet, 3MP HD-TVI , new EXIR, 3.6mm fixed lens | Out Blt 2MP TVI IR 3.6 mm | Released | 175 | No | 813908026825 | 1 | 5 | 9 | 5
Analog & Turbo | DS-2CE16F7T-IT5 6mm | Outdoor Bullet, 3MP HD-TVI , new EXIR, 6mm fixed lens | Out Blt 2MP TVI IR 6 mm | Released | 175 | No | 813908026832 | 1 | 5 | 9 | 5
Analog & Turbo | DS-2CE16H0T-AIT3ZF | Outdoor IR Bullet, TurboHD 4.0, HD-TVI/AHD/HD-CVI/CVBS, 5MP, 2.7-13.5mm Motorized Zoom/Focus, 40m EXIR 2.0, Day/Night, DWDR, Smart IR, IP67, 24VAC/12 VDC | OutBul 5MPTVI IR 2.7-13.5MV | Released | 228 | No | 842571119978 | 3 | 6 | 11 | 5
Analog & Turbo | DS-2CE16H0T-IT3F 12mm | Outdoor IR Bullet, TurboHD 4.0, HD-TVI/AHD/HD-CVI/CVBS, 5MP, 12mm, 40m EXIR 2.0, Day/Night, DWDR, Smart IR, IP67, 12 VDC | Out Bul 5MP TVI IR 12mm | EOL - Preparation | 115 | No | 842571113198 | 2 | 5 | 9 | 5
Analog & Turbo | DS-2CE16H0T-IT3F 2.8mm | Outdoor IR Bullet, TurboHD 4.0, HD-TVI/AHD/HD-CVI/CVBS, 5MP, 2.8mm, 40m EXIR 2.0, Day/Night, DWDR, Smart IR, IP67, 12 VDC | Out Bul 5MP TVI IR 2.8mm | Released | 115 | No | 842571113150 | 2 | 5 | 9 | 5
Analog & Turbo | DS-2CE16H0T-IT3F 3.6mm | Outdoor IR Bullet, TurboHD 4.0, HD-TVI/AHD/HD-CVI/CVBS, 5MP, 3.6mm, 40m EXIR 2.0, Day/Night, DWDR, Smart IR, IP67, 12 VDC | Out Bul 5MP TVI IR 3.6mm | Released | 115 | No | 842571113167 | 2 | 5 | 9 | 5
Analog & Turbo | DS-2CE16H0T-IT3F 6mm | Outdoor IR Bullet, TurboHD 4.0, HD-TVI/AHD/HD-CVI/CVBS, 5MP, 6mm, 40m EXIR 2.0, Day/Night, DWDR, Smart IR, IP67, 12 VDC | Out Bul 5MP TVI IR 6mm | Released | 115 | No | 842571113174 | 2 | 5 | 9 | 5
Analog & Turbo | DS-2CE16H0T-IT3F 8mm | Outdoor IR Bullet, TurboHD 4.0, HD-TVI/AHD/HD-CVI/CVBS, 5MP, 8mm, 40m EXIR 2.0, Day/Night, DWDR, Smart IR, IP67, 12 VDC | Out Bul 5MP TVI IR 8mm | EOL - Preparation | 115 | No | 842571113181 | 2 | 5 | 9 | 5
Analog & Turbo | DS-2CE16H0T-IT5F 12mm | Outdoor IR Bullet, TurboHD 4.0, HD-TVI/AHD/HD-CVI/CVBS, 5MP, 12mm, 80m EXIR 2.0, Day/Night, DWDR, Smart IR, IP67, 12 VDC | Out Bul 5MP TVI IR 12mm | Released | 130 | No | 842571113235 | 2 | 5 | 9 | 5
Analog & Turbo | DS-2CE16H0T-IT5F 3.6mm | Outdoor IR Bullet, TurboHD 4.0, HD-TVI/AHD/HD-CVI/CVBS, 5MP, 3.6mm, 80m EXIR 2.0, Day/Night, DWDR, Smart IR, IP67, 12 VDC | Out Bul 5MP TVI IR 3.6mm | Released | 130 | No | 842571113204 | 2 | 5 | 9 | 5
Analog & Turbo | DS-2CE16H0T-IT5F 6mm | Outdoor IR Bullet, TurboHD 4.0, HD-TVI/AHD/HD-CVI/CVBS, 5MP, 6mm, 80m EXIR 2.0, Day/Night, DWDR, Smart IR, IP67, 12 VDC | Out Bul 5MP TVI IR 6mm | Released | 130 | No | 842571113211 | 2 | 5 | 9 | 5
Analog & Turbo | DS-2CE16H0T-IT5F 8mm | Outdoor IR Bullet, TurboHD 4.0, HD-TVI/AHD/HD-CVI/CVBS, 5MP, 8mm, 80m EXIR 2.0, Day/Night, DWDR, Smart IR, IP67, 12 VDC | Out Bul 5MP TVI IR 8mm | EOL - Preparation | 130 | No | 842571113228 | 2 | 5 | 9 | 5
Analog & Turbo | DS-2CE16H0T-ITF 2.8mm | Outdoor IR Bullet, TurboHD 4.0, HD-TVI/AHD/HD-CVI/CVBS, 5MP, 2.8mm, 20m EXIR 2.0, Day/Night, DWDR, Smart IR, IP67, 12 VDC | Out Bul 5MP TVI IR 2.8mm | Released | 98 | No | 842571113129 | 2 | 4 | 6 | 4
Analog & Turbo | DS-2CE16H0T-ITF 3.6mm | Outdoor IR Bullet, TurboHD 4.0, HD-TVI/AHD/HD-CVI/CVBS, 5MP, 3.6mm, 20m EXIR 2.0, Day/Night, DWDR, Smart IR, IP67, 12 VDC | Out Bul 5MP TVI IR 3.6 | Released | 98 | No | 842571113136 | 2 | 4 | 6 | 4
Analog & Turbo | DS-2CE16H0T-ITF 6mm | Outdoor IR Bullet, TurboHD 4.0, HD-TVI/AHD/HD-CVI/CVBS, 5MP, 6mm, 20m EXIR 2.0, Day/Night, DWDR, Smart IR, IP67, 12 VDC | Out Bul 5MP TVI IR 6mm | Released | 98 | No | 842571113143 | 2 | 4 | 6 | 4
Analog & Turbo | DS-2CE16H1T-IT1 2.8mm | Outdoor IR Bullet, TurboHD 4.0, HD-TVI, 5MP, 2.8mm, 20m EXIR 2.0, Day/Night, True WDR, Smart IR, UTC Menu, IP67, 12 VDC | Out Bul 5MP TVI IR 2.8mm | Released | 147 | No | 842571104103 | 2 | 5 | 10 | 5
Analog & Turbo | DS-2CE16H1T-IT1 3.6mm | Outdoor IR Bullet, TurboHD 4.0, HD-TVI, 5MP, 3.6mm, 20m EXIR 2.0, Day/Night, True WDR, Smart IR, UTC Menu, IP67, 12 VDC | Out Bul 5MP TVI IR 3.6mm | Released | 147 | No | 842571104110 | 2 | 5 | 10 | 5
Analog & Turbo | DS-2CE16H1T-IT1 6mm | Outdoor IR Bullet, TurboHD 4.0, HD-TVI, 5MP, 6mm, 20m EXIR 2.0, Day/Night, True WDR, Smart IR, UTC Menu, IP67, 12 VDC | Out Bul 5MP TVI IR 6mm | Released | 147 | No | 842571104127 | 2 | 5 | 10 | 5
Analog & Turbo | DS-2CE16H1T-IT3 12mm | Outdoor IR Bullet, TurboHD 4.0, HD-TVI, 5MP, 12mm, 40m EXIR 2.0, Day/Night, True WDR, Smart IR, UTC Menu, IP67, 12 VDC | Out Bul 5MP TVI IR 12mm | Released | 156 | No | 842571104165 | 2 | 5 | 10 | 5
Analog & Turbo | DS-2CE16H1T-IT3 2.8mm | Outdoor IR Bullet, TurboHD 4.0, HD-TVI, 5MP, 2.8mm, 40m EXIR 2.0, Day/Night, True WDR, Smart IR, UTC Menu, IP67, 12 VDC | Out Tur 1MP TVI IR 2.8mm | EOL - Preparation | 156 | No | 842571104134 | 2 | 5 | 10 | 5
Analog & Turbo | DS-2CE16H1T-IT3 3.6mm | Outdoor IR Bullet, TurboHD 4.0, HD-TVI, 5MP, 3.6mm, 40m EXIR 2.0, Day/Night, True WDR, Smart IR, UTC Menu, IP67, 12 VDC | Out Bul 5MP TVI IR 3.6mm | Released | 156 | No | 842571104141 | 2 | 5 | 10 | 5
Analog & Turbo | DS-2CE16H1T-IT5 12mm | Outdoor IR Bullet, TurboHD 4.0, HD-TVI, 5MP, 12mm, 80m EXIR 2.0, Day/Night, True WDR, Smart IR, UTC Menu, IP67, 12 VDC | Out Bul 5MP TVI IR 12mm | Released | 173 | No | 842571104196 | 2 | 5 | 10 | 5
Analog & Turbo | DS-2CE16H1T-IT5 3.6mm | Outdoor IR Bullet, TurboHD 4.0, HD-TVI, 5MP, 3.6mm, 80m EXIR 2.0, Day/Night, True WDR, Smart IR, UTC Menu, IP67, 12 VDC | Out Bul 5MP TVI IR 3.6mm | Released | 173 | No | 842571104172 | 2 | 5 | 10 | 5
Analog & Turbo | DS-2CE16H1T-IT5 6mm | Outdoor IR Bullet, TurboHD 4.0, HD-TVI, 5MP, 6mm, 80m EXIR 2.0, Day/Night, True WDR, Smart IR, UTC Menu, IP67, 12 VDC | Out Bul 5MP TVI IR 6mm | Released | 173 | No | 842571104189 | 2 | 5 | 10 | 5
Analog & Turbo | DS-2CE16H5T-IT3E 2.8mm | Outdoor IR Bullet, TurboHD 4.0, HD-TVI, 5MP, 2.8mm, 40m EXIR 2.0, Day/Night, True WDR, Smart IR, PoC, UTC Menu, IP67, 12 VDC | Out Bul 5MP TVI IR 2.8mm | Released | 245 | No | 842571110678 | 2 | 5 | 10 | 5
Analog & Turbo | DS-2CE16H5T-IT3E 3.6mm | Outdoor IR Bullet, TurboHD 4.0, HD-TVI, 5MP, 3.6mm, 40m EXIR 2.0, Day/Night, True WDR, Smart IR, PoC, UTC Menu, IP67, 12 VDC | Out Bul 5MP TVI IR 3.6mm | Released | 245 | No | 842571110685 | 2 | 5 | 10 | 5
Analog & Turbo | DS-2CE16H5T-IT3E 6mm | Outdoor IR Bullet, TurboHD 4.0, HD-TVI, 5MP, 6mm, 40m EXIR 2.0, Day/Night, True WDR, Smart IR, PoC, UTC Menu, IP67, 12 VDC | Out Bul 5MP TVI IR 6mm | Released | 245 | No | 842571110692 | 2 | 5 | 10 | 5
Analog & Turbo | DS-2CE16H5T-IT3E 8mm | Outdoor IR Bullet, TurboHD 4.0, HD-TVI, 5MP, 8mm, 40m EXIR 2.0, Day/Night, True WDR, Smart IR, UTC Menu, PoC, IP67, 12 VDC | Out Bul 5MP TVI IR 8mm | Released | 245 | No | 842571110708 | 2 | 5 | 10 | 5
Analog & Turbo | DS-2CE16H5T-IT5E 12mm | Outdoor IR Bullet, TurboHD 4.0, HD-TVI, 5MP, 3.6mm, 80m EXIR 2.0, Day/Night, True WDR, Smart IR, PoC, UTC Menu, IP67, 12 VDC | Out Bul 5MP TVI IR 3.6mm | Released | 275 | No | 842571110753 | 2 | 5 | 10 | 5
Analog & Turbo | DS-2CE16H5T-IT5E 3.6mm | Outdoor IR Bullet, TurboHD 4.0, HD-TVI, 5MP, 3.6mm, 80m EXIR 2.0, Day/Night, True WDR, Smart IR, PoC, UTC Menu, IP67, 12 VDC | Out Bul 5MP TVI IR 3.6mm | Released | 275 | No | 842571110722 | 2 | 5 | 10 | 5
Analog & Turbo | DS-2CE16H5T-IT5E 6mm | Outdoor IR Bullet, TurboHD 4.0, HD-TVI, 5MP, 6mm, 80m EXIR 2.0, Day/Night, True WDR, Smart IR, PoC, UTC Menu, IP67, 12 VDC | Out Bul 5MP TVI IR 6mm | Released | 275 | No | 842571110739 | 2 | 5 | 10 | 5
Analog & Turbo | DS-2CE16H5T-IT5E 8mm | Outdoor IR Bullet, TurboHD 4.0, HD-TVI, 5MP, 8mm, 80m EXIR 2.0, Day/Night, True WDR, Smart IR, PoC, UTC Menu, IP67, 12 VDC | Out Bul 5MP TVI IR 8mm | Released | 275 | No | 842571110746 | 2 | 5 | 10 | 5
Analog & Turbo | DS-2CE16H5T-ITE 2.8mm | Outdoor IR Bullet, TurboHD 4.0, HD-TVI, 5MP, 2.8mm, 20m EXIR 2.0, Day/Night, True WDR, Smart IR, PoC, IP67, 12 VDC | Out Bul 5MP TVI IR 2.8mm | Released | 226 | No | 842571110647 | 2 | 3 | 6 | 4
Analog & Turbo | DS-2CE16H5T-ITE 3.6mm | Outdoor IR Bullet, TurboHD 4.0, HD-TVI, 5MP, 3.6mm, 20m EXIR 2.0, Day/Night, True WDR, Smart IR, PoC, IP67, 12 VDC | Out Bul 5MP TVI IR 3.6mm | Released | 226 | No | 842571110654 | 2 | 3 | 6 | 4
Analog & Turbo | DS-2CE16H5T-ITE 6mm | Outdoor IR Bullet, TurboHD 4.0, HD-TVI, 5MP, 6mm, 20m EXIR 2.0, Day/Night, True WDR, Smart IR, PoC, IP67, 12 VDC | Out Bul 5MP TVI IR 6mm | Released | 226 | No | 842571110661 | 2 | 3 | 6 | 4
Analog & Turbo | DS-2CE16H8T-IT3F 2.8mm | Outdoor EXIR Bullet 5MP, 60m IR, ICR, 0.003 Lux/F1.2, 12VDC, Smart IR, 130dB True WDR,3D DNR, IP67, 2.8mm Lens Support TVI/AHD/CVI/CVBS video signal output | OUT BUL 5MP 2.8MM F1.2 IP67 | Released | 180 | No | 842571128734 | 2 | 5 | 9 | 5
Analog & Turbo | DS-2CE16H8T-IT3F 3.6mm | Outdoor EXIR Bullet 5MP, 60m IR, ICR, 0.003 Lux/F1.2, 12VDC, Smart IR, 130dB True WDR,3D DNR, IP67, 3.6mm Lens Support TVI/AHD/CVI/CVBS video signal output | OUT BUL 5MP 3.6MM F1.2 IP67 | Released | 180 | No | 842571122244 | 2 | 5 | 9 | 5
Analog & Turbo | DS-2CE16U1T-IT3F 2.8mm | Outdoor Bullet, 8MP,/4K EXIR, 60m IR, 0.01 Lux/F1.2, 12VDC, Smart IR,DNR, IP67,2.8mm Lens?Support TVI/AHD/CVI/CVBS video signal output | OutBul 8MP/4K TVI IR IP67 | Released | 207 | No | 842571121186 | 2 | 5 | 9 | 5
Analog & Turbo | DS-2CE16U1T-IT3F 6mm | Outdoor Bullet, 8MP,/4K EXIR, 60m IR, 0.01 Lux/F1.2, 12VDC, Smart IR,DNR, IP67,6mm Lens?Support TVI/AHD/CVI/CVBS video signal output | OutBul 8MP/4K TVI IR IP67 | Released | 207 | No | 842571126983 | 2 | 5 | 9 | 5
Analog & Turbo | DS-2CE16U1T-ITF 2.8mm | Outdoor Bullet, 8MP,/4K EXIR, 30m IR, 0.01 Lux/F1.2, 12VDC, Smart IR,DNR, IP67, 2.8mm Lens?Support TVI/AHD/CVI/CVBS video signal output | OutBul 8MP/4K TVI IR IP67 | Released | 170 | No | 842571121162 | 1 | 4 | 6 | 4
Analog & Turbo | DS-2CE16U1T-ITF 6mm | Outdoor Bullet, 8MP,/4K EXIR, 30m IR, 0.01 Lux/F1.2, 12VDC, Smart IR,DNR, IP67, 6mm Lens?Support TVI/AHD/CVI/CVBS video signal output | OutBul 8MP/4K TVI IR IP67 | Released | 170 | No | 842571126976 | 1 | 4 | 6 | 4
Analog & Turbo | DS-2CE17U8T-IT 2.8mm | Outdoor IR Bullet, TurboHD 4.0, HD-TVI, 8MP, 2.8mm, 40m EXIR 2.0, True Day/Night, True WDR, Smart IR, IP67, 12 VDC | Out Bul 8MP TVI IR 2.8mm | Released | 304 | No | 842571115321 | 2 | 3 | 6 | 4
Analog & Turbo | DS-2CE17U8T-IT 3.6mm | Outdoor IR Bullet, TurboHD 4.0, HD-TVI, 8MP, 3.6mm, 40m EXIR 2.0, Day/Night, True WDR, Smart IR, IP67, 12 VDC | Out Bul 8MP TVI IR 3.6mm | Released | 304 | No | 842571115338 | 2 | 3 | 6 | 4
Analog & Turbo | DS-2CE17U8T-IT 6mm | Outdoor IR Bullet, TurboHD 4.0, HD-TVI, 8MP, 6mm, 40m EXIR 2.0, True Day/Night, True WDR, Smart IR, IP67, 12 VDC | Out Bul 8MP TVI IR 6mm | Released | 304 | No | 842571115345 | 2 | 3 | 6 | 4
Analog & Turbo | DS-2CE18U8T-IT3 2.8mm | Outdoor IR Bullet, TurboHD 4.0, HD-TVI, 8MP, 2.8mm, 60m EXIR 2.0, True Day/Night, True WDR, Smart IR, UTC Menu, IP67, 12 VDC | Out Bul 8MP TVI IR 2.8mm | Released | 326 | No | 842571115352 | 2 | 5 | 9 | 5
Analog & Turbo | DS-2CE18U8T-IT3 3.6mm | Outdoor IR Bullet, TurboHD 4.0, HD-TVI, 8MP, 3.6mm, 60m EXIR 2.0, True Day/Night, True WDR, Smart IR, UTC Menu, IP67, 12 VDC | Out Bul 8MP TVI IR 3.6mm | Released | 326 | No | 842571115369 | 2 | 5 | 9 | 5
Analog & Turbo | DS-2CE18U8T-IT3 6mm | Outdoor IR Bullet, TurboHD 4.0, HD-TVI, 8MP, 6mm, 60m EXIR 2.0, True Day/Night, True WDR, Smart IR, UTC Menu, IP67, 12 VDC | Out Bul 8MP TVI IR 6mm | Released | 326 | No | 842571115376 | 2 | 5 | 9 | 5
Analog & Turbo | DS-2CE19D3T-AIT3ZF | Outdoor IR Bullet, TurboHD 4.0, HD-TVI/AHD/HD-CVI/CVBS, 2MP, 2.7-13.5mm Motorized Zoom/Focus, Auto Focus, 70m EXIR 2.0, Day/Night, True WDR, 3D DNR, Smart IR, IP67, 24VAC/12 VDC | Out Bul 2MP 4in1 IR2.7-13MVF | Released | 167 | No | 842571122992 | 3 | 5 | 11 | 5
Analog & Turbo | DS-2CE19H8T-AIT3ZF | Outdoor IR Bullet, 5MP EXIR, 80m IR, Auto Focus, 0.003 Lux/F1.2,12 VDC/AC24V, 130dB True WDR,3D DNR, IP67, 2.7-13.5mm Motorized Vari-focal Lens?Support TVI/AHD/CVI/CVBS video signal out | OutBul 5MP TVI IR2.7-13.5MV | Released | 317 | No | 842571122268 | 3 | 5 | 11 | 5
Analog & Turbo | DS-2CE19U1T-AIT3ZF | Outdoor Bullet 8MP(4K) EXIR, 80m IR, Auto Focus, 0.01 Lux/F1.2,12 VDC/AC24V, Smart IR,DNR,OSD Menu(Up the Coax), IP67, 2.7-13.5mm Motorized Vari-focal Lens?Support TVI/AHD/CVI/CVBS | OutBul VF TVI 8MP | Released | 361 | No | 842571121223 | 3 | 5 | 11 | 5
Analog & Turbo | DS-2CE19U8T-AIT3Z | Outdoor IR Bullet, TurboHD 4.0, HD-TVI, 8MP, 2.8-12mm Motorized Zoom/Focus, 80m EXIR 2.0, Day/Night, True WDR, Smart IR, Dual Output, UTC Menu, IP67, 12VDC/ 24VAC | Out Bul 8MP TVI IR 2.8-12 MVF | Released | 467 | No | 842571115307 | 3 | 5 | 11 | 5
Analog & Turbo | DS-2CE37U8T-A | Box Camera, TurboHD 4.0, HD-TVI, 8MP, Ultra Low Light, Day/Night, True WDR, AWB, Alarm/RS-485, 24VAC/12VDC | Box 8MP TVI IR C/CS-Mount | Released | 326 | No | 842571115314 | 2 | 4 | 7 | 4
Analog & Turbo | DS-2CE38D8T-PIR 2.8mm | Indoor Cube, TurboHD 4.0, HD-TVI, 2MP, 2.8mm, PIR Alarm, Audio-Mic, Ultra Low Light, 20m EXIR 2.0, Day/Night, True WDR, Smart IR, 12 VDC | Ind Cube 2MP TVI IR 2.8mm | Released | 163 | No | 842571117110 | 1 | 6 | 6 | 6
Analog & Turbo | DS-2CE38D8T-PIR 3.6mm | Indoor Cube, TurboHD 4.0, HD-TVI, 2MP, 3.6mm, PIR Alarm, Audio-Mic, Ultra Low Light, 20m EXIR 2.0, Day/Night, True WDR, Smart IR, 12 VDC | Ind Cube 2MP TVI IR 2.8mm | Released | 163 | No | 842571117127 | 1 | 6 | 6 | 6
Analog & Turbo | DS-2CE56C2T-IRM 2.8mm | Outdoor IR Turret, HD720p, 2.8mm, 20m IR, Day/Night, Smart IR, IP66, 12 VDC | TUR 720P TURBO 2.8MM DN IR | EOL - Preparation | 74 | No | 816783018251 | 1 | 3 | 4 | 4
Analog & Turbo | DS-2CE56C2T-IRM 3.6mm | Outdoor IR Turret, HD720p, 3.6mm, 20m IR, Day/Night, Smart IR, IP66, 12 VDC | TUR 720P TURBO 3.6MM DN IR | EOL - Preparation | 74 | No | 816783018268 | 1 | 3 | 4 | 4
Analog & Turbo | DS-2CE56C2T-IRM 6mm | Outdoor IR Turret, HD720p, 6mm, 20m IR, Day/Night, Smart IR, IP66, 12 VDC | TUR 720P TURBO 6MM DN IR | EOL - Preparation | 74 | No | 816783018909 | 1 | 3 | 4 | 4
Analog & Turbo | DS-2CE56C5T-IT1 3.6mm | Outdoor IR Turret, HD720p, 3.6mm, 20m EXIR, Day/Night, Smart IR, UTC Menu, IP66, 12 VDC | TUR720P TURB UTC 3.6MM DN IR | EOL - Preparation | 93 | No | 816783018305 | 1 | 4 | 5 | 5
Analog & Turbo | DS-2CE56C5T-IT1 6mm | Outdoor IR Turret, HD720p, 6mm, 20m EXIR, Day/Night, Smart IR, UTC Menu, IP66, 12 VDC | TUR 720P TURB UTC 6MM DN IR | EOL - Preparation | 93 | No | 816783018947 | 1 | 4 | 5 | 5
Analog & Turbo | DS-2CE56C5T-IT1 8mm | Outdoor IR Turret, HD720p,8mm, 20m EXIR, Day/Night, Smart IR, UTC Menu, IP66, 12 VDC | TUR 720P TURB UTC 8MM DN IR | EOL - Preparation | 93 | No | 816783018954 | 1 | 4 | 5 | 5
Analog & Turbo | DS-2CE56C5T-VFIT3 | Outdoor IR Turret, HD720p, 2.8-12mm, 50m EXIR, Day/Night, Smart IR, UTC Menu, IP66, 12 VDC | TUR 720P TURB UTC 2.8-12 IR | EOL - Preparation | 133 | No | 816783018961 | 1 | 6 | 7 | 7
Analog & Turbo | DS-2CE56D1T-AVFIR | Indoor IR Dome, HD1080p, 2.8-12mm, 30m IR, Day/Night, DWDR, Smart IR, UTC Menu, IP66, 12VDC/ 24VAC | DM IND1080P TVI 2.8-12DN IR | EOL - Preparation | 153 | No | 813908020663 | 1 | 6 | 7 | 7
Analog & Turbo | DS-2CE56D1T-AVFIRB | Indoor IR Dome, HD1080p, 2.8-12mm, 30m IR, Day/Night, BLC, Smart IR, UTC Menu, IP66, 12VDC/ 24VAC, Black Finish | DMIND1080P TVI 2.8-12 DN BLK | EOL - Preparation | 153 | No | 813908028058 | 1 | 6 | 7 | 7
Analog & Turbo | DS-2CE56D1T-AVPIR3B | Outdoor IR Dome, HD1080p, 2.8-12mm, 40m IR, Day/Night, BLC, Smart IR, UTC Menu, IP66, 12VDC/ 24VAC, Black Finish | DMOUT 1080P TVI 2.8-12DN BLK | EOL - Preparation | 179 | No | 813908028102 | 3 | 7 | 10 | 8
Analog & Turbo | DS-2CE56D1T-IRM 3.6mm | Outdoor IR Turret HD1080p, 3.6mm, 20m IR, Day/Night, Smart IR, IP66, 12 VDC | TUR 1080P TURB 3.6MM DN IR | EOL - Preparation | 105 | No | 813908020922 | 1 | 3 | 4 | 4
Analog & Turbo | DS-2CE56D1T-IRM 6mm | Outdoor IR Turret, HD1080p, 6mm, 20m IR, Day/Night, DWDR, Smart IR, IP66, 12 VDC | TUR 1080P TURB 6MM DN IR | EOL - Preparation | 105 | No | 813908024807 | 1 | 3 | 4 | 4
Analog & Turbo | DS-2CE56D1T-IRMB 2.8mm | Outdoor IR Turret, HD1080p, 2.8mm, 20m IR, Day/Night, BLC, Smart IR, IP66, 12 VDC, Black Finish | TUR1080P TVI 2.8MMDN IR BLK | EOL - Preparation | 105 | No | 813908028119 | 1 | 3 | 4 | 4
Analog & Turbo | DS-2CE56D1T-IRMB 3.6mm | Outdoor IR Turret, HD1080p, 2.8mm, 20m IR, Day/Night, BLC, Smart IR, IP66, 12 VDC, Black Finish | TUR 2MP TVI 3.6MM DN IR BLK | Released | 105 | No | 813908028126 | 1 | 3 | 4 | 4
Analog & Turbo | DS-2CE56D1T-IRMB 6mm | Outdoor IR Turret, HD1080p, 6mm, 20m IR, Day/Night, BLC, Smart IR, IP66, 12 VDC, Black Finish | TUR 1080P TVI 6MM DN IR BLK | EOL - Preparation | 105 | No | 813908028133 | 1 | 3 | 4 | 4
Analog & Turbo | DS-2CE56D1T-IT1 2.8mm | Outdoor IR Turret, HD1080p, 2.8mm, 20m EXIR, Day/Night, DWDR, Smart IR, IP66, 12 VDC | TUR 1080P TVI 2.8MM DN EXIR | EOL - Preparation | 120 | No | 813908020434 | 1 | 4 | 5 | 5
Analog & Turbo | DS-2CE56D1T-IT1 3.6mm | Outdoor IR Turret, HD1080p, 3.6mm, 20m EXIR, Day/Night, DWDR, Smart IR, IP66, 12 VDC | TUR 1080P TVI 3.6MM DN EXIR | Released | 120 | No | 813908025316 | 1 | 4 | 5 | 5
Analog & Turbo | DS-2CE56D1T-IT1 6mm | Outdoor IR Turret, HD1080p, 6mm, 20m EXIR, Day/Night, DWDR, Smart IR, IP66, 12 VDC | TUR 1080P TVI 6MM DN EXIR | EOL - Preparation | 120 | No | 813908025323 | 1 | 4 | 5 | 5
Analog & Turbo | DS-2CE56D1T-VPIRB 3.6mm | Outdoor IR Dome HD1080p, 2.8mm, 20m IR, Day/Night, BLC, Smart IR, IP66, 12 VDC, Black Finish |  | Released | 120 | No | 813908028034 | 1 | 4 | 5 | 5
Analog & Turbo | DS-2CE56D1T-VPIRB 6mm | Outdoor IR Dome HD1080p, 2.8mm, 20m IR, Day/Night, BLC, Smart IR, IP66, 12 VDC, Black Finish | DM OUT 1080P TURB 6MM DN BLK | EOL - Preparation | 120 | No | 813908028041 | 1 | 4 | 5 | 5
Analog & Turbo | DS-2CE56D5T-AIRZ | Indoor IR Dome, HD1080p, 2.8-12mm Motorized Zoom/Focus, 30m IR Day/Night, True WDR, Smart IR, UTC Menu, 24VAC/12VDC | DM IND 1080P TVI 2.8-12MZ IR | EOL - Preparation | 166 | No | 813908024388 | 1 | 6 | 7 | 7
Analog & Turbo | DS-2CE56D5T-AVFIR | Indoor IR Dome, HD1080p, 2.8-12mm, 30m IR Day/Night, True WDR, Smart IR, UTC Menu, 24VAC/12VDC | DOME IND1080P TURB 2.8-12 IR | EOL - Preparation | 150 | No | 813908020885 | 1 | 6 | 7 | 7
Analog & Turbo | DS-2CE56D5T-AVFIRB | Indoor IR Dome, HD1080p, 2.8-12mm, 30m IR Day/Night, True WDR, Smart IR, UTC Menu, 24VAC/12VDC, Black Finish | DMIND 1080P DUL2.8-12 DN BLK | EOL - Preparation | 150 | No | 813908028072 | 1 | 6 | 7 | 7
Analog & Turbo | DS-2CE56D5T-AVPIR3B | Outdoor IR Dome, HD1080p, 2.8-12mm, 40m IR Day/Night, True WDR, Smart IR, UTC Menu, IP66, 24VAC/12VDC, Black Finish | DMOUT1080P DUL 2.8-12 DN BLK | EOL - Preparation | 165 | No | 813908028065 | 3 | 7 | 10 | 9
Analog & Turbo | DS-2CE56D5T-AVPIR3ZH | Outdoor IR Dome, HD1080p, 2.8-12mm Motorized Zoom/Focus, 40m IR Day/Night, True WDR, Smart IR, UTC Menu, IP66, Heater, 24VAC | DM OUT 1080P TVI 2.8-12MZ IR | Released | 189 | No | 813908024395 | 2 | 7 | 10 | 8
Analog & Turbo | DS-2CE56D5T-IT3 12mm | Outdoor IR Turret, HD1080p, 12mm, 40m EXIR, Day/Night, Smart IR, UTC Menu, IP66, 12 VDC | TUR 1080P TURB 12MM DN IR | EOL - Preparation | 150 | No | 816783019029 | 1 | 4 | 5 | 5
Analog & Turbo | DS-2CE56D5T-IT3 2.8mm | Outdoor IR Turret, HD1080p, 2.8mm, 40m EXIR, Day/Night, Smart IR, UTC Menu, IP66, 12 VDC | TUR 1080P TURB 2.8MM DN IR | EOL - Preparation | 150 | No | 816783019005 | 1 | 4 | 5 | 5
Analog & Turbo | DS-2CE56D5T-IT3 3.6mm | Outdoor IR Turret, HD1080p, 3.6mm, 40m EXIR, Day/Night, Smart IR, UTC Menu, IP66, 12 VDC | TUR 1080P TURB 3.6MM DN IR | EOL - Preparation | 150 | No | 816783018596 | 2 | 4 | 5 | 5
Analog & Turbo | DS-2CE56D5T-IT3 6mm | Outdoor IR Turret, HD1080p, 6mm, 40m EXIR, Day/Night, Smart IR, UTC Menu, IP66, 12 VDC | TUR 1080P TURB 6MM DN IR | EOL - Preparation | 150 | No | 816783019012 | 1 | 4 | 5 | 5
Analog & Turbo | DS-2CE56D5T-IT3B 12mm | Outdoor IR Turret, HD1080p, 2.8mm, 40m EXIR, Day/Night, True WDR, Smart IR, UTC Menu, IP66, 12 VDC, Black Finish |  | EOL - Preparation | 150 | No | 813908028690 | 2 | 5 | 6 | 6
Analog & Turbo | DS-2CE56D5T-IT3B 2.8mm | Outdoor IR Turret, HD1080p, 2.8mm, 40m EXIR, Day/Night, True WDR, Smart IR, UTC Menu, IP66, 12 VDC, Black Finish |  | EOL - Preparation | 150 | No | 813908028089 | 1 | 4 | 5 | 5
Analog & Turbo | DS-2CE56D5T-IT3B 3.6mm | Outdoor IR Turret, HD1080p, 2.8mm, 40m EXIR, Day/Night, True WDR, Smart IR, UTC Menu, IP66, 12 VDC, Black Finish |  | EOL - Preparation | 150 | No | 813908028096 | 1 | 5 | 6 | 6
Analog & Turbo | DS-2CE56D5T-IT3B 6mm | Outdoor IR Turret, HD1080p, 2.8mm, 40m EXIR, Day/Night, True WDR, Smart IR, UTC Menu, IP66, 12 VDC, Black Finish |  | EOL - Preparation | 150 | No | 813908028683 | 2 | 5 | 6 | 6
Analog & Turbo | DS-2CE56D5T-VFIT3 | Outdoor IR Turret, HD1080p, 2.8-12mm, 50m EXIR, Day/Night, Smart IR, UTC Menu, IP66, 12VDC | TUR1080P TURB UTC 2.8-12 IR | EOL - Preparation | 165 | No | 816783019043 | 1 | 6 | 7 | 7
Analog & Turbo | DS-2CE56D7T-AITZ | Outdoor Dome, 2MP HD-TVI , new EXIR, motorized 2.8-12mm VF lens | Ind Dom 2MP TVI IR 2.8-12 | Released | 190 | No | 813908025828 | 1 | 6 | 7 | 7
Analog & Turbo | DS-2CE56D7T-AVPIT3Z | Outdoor Dome, 2MP HD-TVI , new EXIR, motorized 2.8-12mm VF lens | Out Dom 2MP TVI IR 2.8-12 VP | Released | 208 | No | 813908026955 | 3 | 4 | 10 | 8
Analog & Turbo | DS-2CE56D7T-IT3 3.6mm | Outdoor Turret, 2MP HD-TVI , new EXIR, 3.6mm, fixed lens | Out Tur 2MP TVI IR 3.6mm | Released | 125 | No | 813908026931 | 1 | 4 | 5 | 5
Analog & Turbo | DS-2CE56D7T-IT3 6mm | Outdoor Turret, 2MP HD-TVI , new EXIR, 6mm, fixed lens | Out Tur 2MP TVI IR 6mm | Released | 125 | No | 813908026948 | 1 | 4 | 5 | 5
Analog & Turbo | DS-2CE56D7T-ITM 2.8mm | Outdoor Turret, 2MP HD-TVI , new EXIR, 2.8mm fixed lens | Out Tur 2MP TVI IR 2.8 mm | Released | 125 | No | 813908025859 | 1 | 3 | 4 | 4
Analog & Turbo | DS-2CE56D7T-ITM 3.6mm | Outdoor Turret, 2MP HD-TVI , new EXIR, 3.6mm fixed lens | Out Tur 2MP TVI IR 3.6 mm | Released | 125 | No | 813908026917 | 1 | 3 | 4 | 4
Analog & Turbo | DS-2CE56D7T-VPIT 3.6mm | Outdoor Dome, 2MP HD-TVI , new EXIR, 3.6mm fixed lens | Out Dom 2MP TVI IR 3.6mm | Released | 136 | No | 813908027082 | 1 | 4 | 5 | 5
Analog & Turbo | DS-2CE56D7T-VPIT 6mm | Outdoor Dome, 2MP HD-TVI , new EXIR, 6mm fixed lens | Out Dom 2MP TVI IR 6mm | Released | 136 | No | 813908027099 | 1 | 4 | 5 | 5
Analog & Turbo | DS-2CE56D8T-AITZ | Indoor IR Dome, TurboHD 4.0, HD-TVI, 2MP, 2.8-12mm Motorized Zoom/Focus, Ultra Low Light, 20m EXIR 2.0, Day/Night, True WDR, Smart IR, UTC Menu, IP50, 24VAC/12VDC | Ind Dm 2MP TVI IR 2.8-12 MVF | EOL - Preparation | 161 | No | 842571110883 | 2 | 6 | 7 | 7
Analog & Turbo | DS-2CE56D8T-AVPIT3ZF | Outdoor IR Dome, TurboHD 4.0, HD-TVI, 2MP, 2.8-12mm Motorized Zoom/Focus, Ultra Low Light, 40m EXIR 2.0, Day/Night, True WDR, Smart IR, UTC Menu, IP67, 24VAC/12VDC, 4 in one Signal output | Out Dm 2MP TVI IR 2.8-12 MVF | Released | 185 | No | 842571128703 | 4 | 7 | 10 | 8
Analog & Turbo | DS-2CE56D8T-IT3 12mm | Outdoor IR Turret, TurboHD 4.0, HD-TVI, 2MP, 12mm, Ultra Low Light, 40m EXIR 2.0, Day/Night, True WDR, Smart IR, IP67, 12 VDC | Out Tur 2MP TVI IR 12mm | EOL - Preparation | 128 | No | 842571110838 | 1 | 5 | 6 | 5
Analog & Turbo | DS-2CE56D8T-IT3 2.8mm | Outdoor IR Turret, TurboHD 4.0, HD-TVI, 2MP, 2.8mm, Ultra Low Light, 40m EXIR 2.0, Day/Night, True WDR, Smart IR, IP67, 12 VDC | Out Tur 2MP TVI IR 2.8mm | EOL - Preparation | 128 | No | 842571110791 | 1 | 5 | 6 | 5
Analog & Turbo | DS-2CE56D8T-IT3 3.6mm | Outdoor IR Turret, TurboHD 4.0, HD-TVI, 2MP, 3.6mm, Ultra Low Light, 40m EXIR 2.0, Day/Night, True WDR, Smart IR, IP67, 12 VDC | Out Tur 2MP TVI IR 3.6mm | EOL - Preparation | 128 | No | 842571110807 | 1 | 5 | 6 | 5
Analog & Turbo | DS-2CE56D8T-IT3 6mm | Outdoor IR Turret, TurboHD 4.0, HD-TVI, 2MP, 6mm, Ultra Low Light, 40m EXIR 2.0, Day/Night, True WDR, Smart IR, IP67, 12 VDC | Out Tur 2MP TVI IR 6mm | EOL - Preparation | 128 | No | 842571110814 | 1 | 5 | 6 | 5
Analog & Turbo | DS-2CE56D8T-IT3 8mm | Outdoor IR Turret, TurboHD 4.0, HD-TVI, 2MP, 8mm, Ultra Low Light, 40m EXIR 2.0, Day/Night, True WDR, Smart IR, IP67, 12 VDC | Out Tur 2MP TVI IR 8mm | EOL - Preparation | 128 | No | 842571110821 | 1 | 5 | 6 | 5
Analog & Turbo | DS-2CE56D8T-IT3Z | Outdoor IR Turret, TurboHD 4.0, HD-TVI, 2MP, 2.8-12mm Motorized Zoom/Focus, Ultra Low Light, 40m EXIR 2.0, Day/Night, True WDR, Smart IR, UTC Menu, IP67, 12 VDC | Out Tr 2MP TVI IR 2.8-12 MVF | EOL - Preparation | 174 | No | 842571110890 | 2 | 6 | 7 | 7
Analog & Turbo | DS-2CE56D8T-ITM 2.8mm | Outdoor IR Turret, TurboHD 4.0, HD-TVI, 2MP, 2.8mm, Ultra Low Light, 20m EXIR 2.0, Day/Night, True WDR, Smart IR, IP67, 12 VDC | Out Tur 2MP TVI IR 2.8mm | EOL - Preparation | 139 | No | 842571110760 | 1 | 3 | 4 | 4
Analog & Turbo | DS-2CE56D8T-ITM 3.6mm | Outdoor IR Turret, TurboHD 4.0, HD-TVI, 2MP, 3.6mm, Ultra Low Light, 20m EXIR 2.0, Day/Night, True WDR, Smart IR, IP67, 12 VDC | Out Tur 2MP TVI IR 3.6mm | EOL - Preparation | 139 | No | 842571110777 | 1 | 3 | 4 | 4
Analog & Turbo | DS-2CE56D8T-ITM 6mm | Outdoor IR Turret, TurboHD 4.0, HD-TVI, 2MP, 6mm, Ultra Low Light, 20m EXIR 2.0, Day/Night, True WDR, Smart IR, IP67, 12 VDC | Out Tur 2MP TVI IR 6mm | EOL - Preparation | 139 | No | 842571110784 | 1 | 3 | 4 | 4
Analog & Turbo | DS-2CE56D8T-ITMB 3.6mm | Outdoor IR Turret, TurboHD 4.0, HD-TVI, 2MP, 3.6mm, Ultra Low Light, 20m EXIR 2.0, Day/Night, True WDR, Smart IR, IP67, 12 VDC, Black Finish | Out Tur 2MP TVI IR 3.6mm | EOL - Preparation | 139 | No | 842571109795 | 3 | 4 | 1 | 4
Analog & Turbo | DS-2CE56D8T-ITMB 6mm | Outdoor IR Turret, TurboHD 4.0, HD-TVI, 2MP, 6mm, Ultra Low Light, 20m EXIR 2.0, Day/Night, True WDR, Smart IR, IP67, 12 VDC, Black Finish | Out Tur 2MP TVI IR 6mm | EOL - Preparation | 139 | No | 842571109801 | 3 | 4 | 1 | 4
Analog & Turbo | DS-2CE56D8T-VPIT 2.8mm | Outdoor IR Dome, TurboHD 4.0, HD-TVI, 2MP, 2.8mm, Ultra Low Light, 20m EXIR 2.0, Day/Night, True WDR, Smart IR, IP67, 12 VDC | Out Dom 2MP TVI IR 2.8mm | EOL - Preparation | 117 | No | 842571110845 | 2 | 4 | 5 | 5
Analog & Turbo | DS-2CE56D8T-VPIT 3.6mm | Outdoor IR Dome, TurboHD 4.0, HD-TVI, 2MP, 3.6mm, Ultra Low Light, 20m EXIR 2.0, Day/Night, True WDR, Smart IR, IP67, 12 VDC | Out Bul 2MP TVI IR 3.6mm | EOL - Preparation | 117 | No | 842571110852 | 2 | 3 | 6 | 4
Analog & Turbo | DS-2CE56D8T-VPIT 6mm | Outdoor IR Dome, TurboHD 4.0, HD-TVI, 2MP, 6mm, Ultra Low Light, 20m EXIR 2.0, Day/Night, True WDR, Smart IR, IP67, 12 VDC | Out Bul 2MP TVI IR 6mm | EOL - Preparation | 117 | No | 842571110869 | 2 | 3 | 6 | 4
Analog & Turbo | DS-2CE56D8T-VPITB 3.6mm | Outdoor IR Dome, TurboHD 4.0, HD-TVI, 2MP, 3.6mm, Ultra Low Light, 20m EXIR 2.0, Day/Night, True WDR, Smart IR, IP67, 12 VDC, Black Finish | Out Dom 2MP TVI IR 3.6mm | EOL - Preparation | 117 | No | 842571109825 | 3 | 4 | 1 | 4
Analog & Turbo | DS-2CE56D8T-VPITB 6mm | Outdoor IR Dome, TurboHD 4.0, HD-TVI, 2MP, 6mm, Ultra Low Light, 20m EXIR 2.0, Day/Night, True WDR, Smart IR, IP67, 12 VDC, Black Finish | Out Dom 2MP TVI IR 6mm | EOL - Preparation | 117 | No | 842571109832 | 3 | 4 | 1 | 4
Analog & Turbo | DS-2CE56F7T-AVPIT3Z | Outdoor Dome, 3MP HD-TVI , new EXIR, motorized 2.8-12mm VF lens | Out Dom 3MP TVI IR 2.8-12 VP | Released | 250 | No | 813908026986 | 2 | 4 | 10 | 9
Analog & Turbo | DS-2CE56F7T-AVPIT3ZB | Outdoor Dome, 3MP HD-TVI , new EXIR, motorized 2.8-12mm VF lens, Black Housing | OutDom 3MP TVI IR MVF VP BLK | Released | 250 | No | 842571109733 | 5 | 7 | 10 | 8
Analog & Turbo | DS-2CE56F7T-IT3 3.6mm | Outdoor Turret, 3MP HD-TVI , new EXIR, 3.6mm fixed lens | Out Tur 3MP TVI IR 3.6mm | Released | 152 | No | 813908027013 | 1 | 4 | 5 | 5
Analog & Turbo | DS-2CE56F7T-IT3 6mm | Outdoor Turret, 3MP HD-TVI , new EXIR, 6mm fixed lens | Out Tur 3MP TVI IR 6mm | Released | 152 | No | 813908027020 | 1 | 4 | 5 | 5
Analog & Turbo | DS-2CE56F7T-ITM 2.8mm | Outdoor Turret, 3MP HD-TVI , new EXIR, 2.8mm fixed lens | Out Tur 2MP TVI IR 2.8mm | Released | 130 | No | 813908025194 | 1 | 3 | 4 | 4
Analog & Turbo | DS-2CE56F7T-ITM 3.6mm | Outdoor Turret, 3MP HD-TVI , new EXIR, 3.6mm fixed lens | Out Tur 2MP TVI IR 3.6mm | Released | 130 | No | 813908027044 | 1 | 3 | 4 | 4
Analog & Turbo | DS-2CE56F7T-VPIT 3.6mm | Outdoor Dome, 3MP HD-TVI , new EXIR, 3.6mm fixed lens | Out Dom 2MP TVI IR 3.6mm | Released | 152 | No | 813908027112 | 1 | 4 | 5 | 5
Analog & Turbo | DS-2CE56F7T-VPIT 6mm | Outdoor Dome, 3MP HD-TVI , new EXIR, 6mm fixed lens | Out Dom 2MP TVI IR 6mm | Released | 152 | No | 813908027129 | 1 | 4 | 5 | 5
Analog & Turbo | DS-2CE56F7T-VPITB 2.8mm | Outdoor Dome, 3MP HD-TVI , new EXIR, 2.8mm fixed lens, black housing | Out DM 3MP TVI IR 2.8 blk | Released | 152 | No | 842571109740 | 3 | 4 | 5 | 5
Analog & Turbo | DS-2CE56F7T-VPITB 3.6mm | Outdoor Dome, 3MP HD-TVI , new EXIR, 3.6mm fixed lens, black housing | Out DM 3MP TVI IR 3.6 blk | Released | 152 | No | 842571109757 | 3 | 4 | 5 | 5
Analog & Turbo | DS-2CE56H0T-AITZF | Indoor IR Dome, TurboHD 4.0, HD-TVI/AHD/HD-CVI/CVBS, 5MP, 2.7-13.5mm Motorized Zoom/Focus, 40m EXIR 2.0, Day/Night, DWDR, Smart IR, IP67, 24VAC/12 VDC | IndDom 5MPTVI IR 2.7-13.5MV | Released | 217 | No | 842571119992 | 2 | 6 | 7 | 7
Analog & Turbo | DS-2CE56H0T-AVPIT3ZF | Outdoor IR Dome, TurboHD 4.0, HD-TVI/AHD/HD-CVI/CVBS, 5MP, 2.7-13.5mm Motorized Zoom/Focus, 40m EXIR 2.0, Day/Night, DWDR, Smart IR, IP67, 24VAC/12 VDC | OutDom 5MPTVI IR2.7-13.5MV | Released | 250 | No | 842571119985 | 3 | 8 | 10 | 9
Analog & Turbo | DS-2CE56H0T-AVPIT3ZFB | Outdoor IR Dome, TurboHD 4.0, HD-TVI/AHD/HD-CVI/CVBS, 5MP, 2.7-13.5mm Motorized Zoom/Focus, 40m EXIR 2.0, Day/Night, DWDR, Smart IR, IP67, 24VAC/12 VDC. Black housing | OutDom 5MPTVI IR2.7-13.5MV | Released | 250 | No | 842571126440 | 4 | 8 | 10 | 9
Analog & Turbo | DS-2CE56H0T-IT1F 2.8mm | Outdoor IR Turret, TurboHD 4.0, HD-TVI/AHD/HD-CVI/CVBS, 5MP, 2.8mm, 20m EXIR 2.0, Day/Night, DWDR, Smart IR, IP67, 12 VDC | Out Tur 5MP TVI IR 2.8mm | Released | 102 | No | 842571125726 | 1 | 4 | 5 | 5
Analog & Turbo | DS-2CE56H0T-IT1F 3.6mm | Outdoor IR Turret, TurboHD 4.0, HD-TVI/AHD/HD-CVI/CVBS, 5MP, 3.6mm, 20m EXIR 2.0, Day/Night, DWDR, Smart IR, IP67, 12 VDC | Out Tur 5MP TVI IR 3.6mm | Released | 102 | No | 842571125733 | 1 | 4 | 5 | 5
Analog & Turbo | DS-2CE56H0T-IT1F 6mm | Outdoor IR Turret, TurboHD 4.0, HD-TVI/AHD/HD-CVI/CVBS, 5MP, 6mm, 20m EXIR 2.0, Day/Night, DWDR, Smart IR, IP67, 12 VDC | Out Tur 5MP TVI IR 6mm | Released | 102 | No | 842571125740 | 1 | 4 | 5 | 5
Analog & Turbo | DS-2CE56H0T-IT3F 12mm | Outdoor IR Turret, TurboHD 4.0, HD-TVI/AHD/HD-CVI/CVBS, 5MP, 12mm, 40m EXIR 2.0, Day/Night, DWDR, Smart IR, IP67, 12 VDC | Out Tur 5MP TVI IR 12mm | EOL - Preparation | 115 | No | 842571113310 | 2 | 4 | 5 | 5
Analog & Turbo | DS-2CE56H0T-IT3F 2.8mm | Outdoor IR Turret, TurboHD 4.0, HD-TVI/AHD/HD-CVI/CVBS, 5MP, 2.8mm, 40m EXIR 2.0, Day/Night, DWDR, Smart IR, IP67, 12 VDC | Out Tur 5MP TVI IR 2.8mm | Released | 115 | No | 842571113273 | 2 | 4 | 5 | 5
Analog & Turbo | DS-2CE56H0T-IT3F 3.6mm | Outdoor IR Turret, TurboHD 4.0, HD-TVI/AHD/HD-CVI/CVBS, 5MP, 3.6mm, 40m EXIR 2.0, Day/Night, DWDR, Smart IR, IP67, 12 VDC | Out Tur 5MP TVI IR 3.6mm | Released | 115 | No | 842571113280 | 2 | 4 | 5 | 5
Analog & Turbo | DS-2CE56H0T-IT3F 6mm | Outdoor IR Turret, TurboHD 4.0, HD-TVI/AHD/HD-CVI/CVBS, 5MP, 6mm, 40m EXIR 2.0, Day/Night, DWDR, Smart IR, IP67, 12 VDC | Out Tur 5MP TVI IR 6mm | Released | 115 | No | 842571113297 | 2 | 4 | 5 | 5
Analog & Turbo | DS-2CE56H0T-IT3F 8mm | Outdoor IR Turret, TurboHD 4.0, HD-TVI/AHD/HD-CVI/CVBS, 5MP, 8mm, 40m EXIR 2.0, Day/Night, DWDR, Smart IR, IP67, 12 VDC | Out Tur 5MP TVI IR 8mm | EOL - Preparation | 115 | No | 842571113303 | 2 | 4 | 5 | 5
Analog & Turbo | DS-2CE56H0T-IT3ZF | Outdoor IR Turret, TurboHD 4.0, HD-TVI/AHD/HD-CVI/CVBS, 5MP, 2.7-13.5mm Motorized Zoom/Focus, 40m EXIR 2.0, Day/Night, DWDR, Smart IR, IP67, 12 VDC | OutTur 5MPTVI IR 2.7-12.5MV | Released | 196 | No | 842571120004 | 2 | 6 | 7 | 7
Analog & Turbo | DS-2CE56H0T-ITMF 2.8mm | Outdoor IR Turret, TurboHD 4.0, HD-TVI/AHD/HD-CVI/CVBS, 5MP, 2.8mm, 20m EXIR 2.0, Day/Night, DWDR, Smart IR, IP67, 12 VDC | Out Tur 5MP TVI IR 2.8mm | Released | 98 | No | 842571113242 | 2 | 4 | 4 | 4
Analog & Turbo | DS-2CE56H0T-ITMF 3.6mm | Outdoor IR Turret, TurboHD 4.0, HD-TVI/AHD/HD-CVI/CVBS, 5MP, 3.6mm, 20m EXIR 2.0, Day/Night, DWDR, Smart IR, IP67, 12 VDC | Out Tur 5MP TVI IR 3.6mm | Released | 98 | No | 842571113259 | 2 | 4 | 4 | 4
Analog & Turbo | DS-2CE56H0T-ITMF 6mm | Outdoor IR Turret, TurboHD 4.0, HD-TVI/AHD/HD-CVI/CVBS, 5MP, 6mm, 20m EXIR 2.0, Day/Night, DWDR, Smart IR, IP67, 12 VDC | Out Tur 5MP TVI IR 6mm | Released | 98 | No | 842571113266 | 2 | 4 | 4 | 4
Analog & Turbo | DS-2CE56H0T-VPITF 2.8mm | Outdoor IR Dome, TurboHD 4.0, HD-TVI/AHD/HD-CVI/CVBS, 5MP, 2.8mm, 20m EXIR 2.0, Day/Night, DWDR, Smart IR, IP67, 12 VDC | Out Dom 5MP TVI IR 2.8mm | Released | 120 | No | 842571113327 | 2 | 4 | 5 | 5
Analog & Turbo | DS-2CE56H0T-VPITF 3.6mm | Outdoor IR Dome, TurboHD 4.0, HD-TVI/AHD/HD-CVI/CVBS, 5MP, 3.6mm, 20m EXIR 2.0, Day/Night, DWDR, Smart IR, IP67, 12 VDC | Out Dom 5MP TVI IR 3.6mm | Released | 120 | No | 842571113334 | 2 | 4 | 5 | 5
Analog & Turbo | DS-2CE56H0T-VPITF 6mm | Outdoor IR Dome, TurboHD 4.0, HD-TVI/AHD/HD-CVI/CVBS, 5MP, 6mm, 20m EXIR 2.0, Day/Night, DWDR, Smart IR, IP67, 12 VDC | Out Dom 5MP TVI IR 6mm | Released | 120 | No | 842571113341 | 2 | 4 | 5 | 5
Analog & Turbo | DS-2CE56H0T-VPITFB 2.8mm | Outdoor IR Dome Black housing, TurboHD 4.0, HD-TVI/AHD/HD-CVI/CVBS, 5MP, 2.8mm, 20m EXIR 2.0, Day/Night, DWDR, Smart IR, IP67, 12 VDC | Out DM BL 5MP TVI IR 2.8mm | Released | 120 | No | 842571126471 | 2 | 5 | 6 | 6
Analog & Turbo | DS-2CE56H1T-IT1 2.8mm | Outdoor IR Turret, TurboHD 4.0, HD-TVI, 5MP, 2.8mm, 20m EXIR 2.0, Day/Night, True WDR, Smart IR, UTC Menu, IP67, 12 VDC | Out Tur 5MP TVI IR 2.8mm | Released | 209 | No | 842571104233 | 2 | 5 | 6 | 6
Analog & Turbo | DS-2CE56H1T-IT1 3.6mm | Outdoor IR Turret, TurboHD 4.0, HD-TVI, 5MP, 2.8mm, 20m EXIR 2.0, Day/Night, True WDR, Smart IR, UTC Menu, IP67, 12 VDC | Out Tur 5MP TVI IR 3.6mm | Released | 209 | No | 842571104240 | 2 | 5 | 6 | 6
Analog & Turbo | DS-2CE56H1T-IT1 6mm | Outdoor IR Turret, TurboHD 4.0, HD-TVI, 5MP, 2.8mm, 20m EXIR 2.0, Day/Night, True WDR, Smart IR, UTC Menu, IP67, 12 VDC | Out Tur 5MP TVI IR 6mm | Released | 209 | No | 842571104257 | 2 | 5 | 6 | 6
Analog & Turbo | DS-2CE56H1T-IT3 12mm | Outdoor IR Turret, TurboHD 4.0, HD-TVI, 5MP, 12mm, 40m EXIR 2.0, Day/Night, True WDR, Smart IR, UTC Menu, IP67, 12 VDC | Out Tur 5MP TVI IR 12mm | Released | 160 | No | 842571104295 | 2 | 5 | 6 | 6
Analog & Turbo | DS-2CE56H1T-IT3 3.6mm | Outdoor IR Turret, TurboHD 4.0, HD-TVI, 5MP, 3.6mm, 40m EXIR 2.0, Day/Night, True WDR, Smart IR, UTC Menu, IP67, 12 VDC | Out Tur 5MP TVI IR 3.6mm | Released | 160 | No | 842571104271 | 2 | 5 | 6 | 6
Analog & Turbo | DS-2CE56H1T-IT3 6mm | Outdoor IR Turret, TurboHD 4.0, HD-TVI, 5MP, 6mm, 40m EXIR 2.0, Day/Night, True WDR, Smart IR, UTC Menu, IP67, 12 VDC | Out Tur 5MP TVI IR 6mm | Released | 160 | No | 842571104288 | 2 | 5 | 6 | 6
Analog & Turbo | DS-2CE56H1T-ITM 3.6mm | Outdoor IR Turret, TurboHD 4.0, HD-TVI, 5MP, 3.6mm, 20m EXIR 2.0, Day/Night, True WDR, Smart IR, IP67, 12 VDC | Out Tur 5MP TVI IR 3.6mm | Released | 140 | No | 842571104219 | 1 | 3 | 4 | 4
Analog & Turbo | DS-2CE56H1T-ITMB 2.8mm | Outdoor IR Turret, TurboHD 4.0, HD-TVI, 5MP, 2.8mm, 20m EXIR 2.0, Day/Night, True WDR, Smart IR, IP67, 12 VDC, Black Housing | Out Tur 5MP TVI IR 2.8mm Blk | Released | 140 | No | 842571109849 | 2 | 3 | 4 | 4
Analog & Turbo | DS-2CE56H1T-ITMB 3.6mm | Outdoor IR Turret, TurboHD 4.0, HD-TVI, 5MP, 3.6mm, 20m EXIR 2.0, Day/Night, True WDR, Smart IR, IP67, 12 VDC, Black Housing | Out Tur 5MP TVI IR 3.6mm Blk | Released | 140 | No | 842571109856 | 2 | 3 | 4 | 4
Analog & Turbo | DS-2CE56H1T-ITMB 6mm | Outdoor IR Turret, TurboHD 4.0, HD-TVI, 5MP, 6mm, 20m EXIR 2.0, Day/Night, True WDR, Smart IR, IP67, 12 VDC, Black Housing | Out Tur 5MP TVI IR 6mm Blk | Released | 140 | No | 842571109863 | 2 | 3 | 4 | 4
Analog & Turbo | DS-2CE56H1T-VPITB 2.8mm | Outdoor IR Dome, TurboHD 4.0, HD-TVI, 5MP, 2.8mm, 20m EXIR 2.0, Day/Night, True WDR, Smart IR, IP67, 12 VDC, Black Housing | Out Dom 5MP TVI IR 2.8mm Blk | Released | 158 | No | 842571111095 | 2 | 5 | 4 | 5
Analog & Turbo | DS-2CE56H1T-VPITB 3.6mm | Outdoor IR Dome, TurboHD 4.0, HD-TVI, 5MP, 3.6mm, 20m EXIR 2.0, Day/Night, True WDR, Smart IR, IP67, 12 VDC, Black Housing | Out Dom 5MP TVI IR 3.6mm Blk | Released | 158 | No | 842571111101 | 2 | 5 | 4 | 5
Analog & Turbo | DS-2CE56H1T-VPITB 6mm | Outdoor IR Dome, TurboHD 4.0, HD-TVI, 5MP, 6mm, 20m EXIR 2.0, Day/Night, True WDR, Smart IR, IP67, 12 VDC, Black Housing | Out Dom 5MP TVI IR 6mm Blk | Released | 158 | No | 842571111118 | 2 | 5 | 4 | 5
Analog & Turbo | DS-2CE56H5T-IT3E 12mm | Outdoor IR Turret, TurboHD 4.0, HD-TVI, 5MP, 3.6mm, 20m EXIR 2.0, Day/Night, True WDR, Smart IR, PoC, IP67, 12 VDC | Out Tur 5MP TVI IR 12mm | Released | 255 | No | 842571111002 | 1 | 3 | 4 | 4
Analog & Turbo | DS-2CE56H5T-IT3E 2.8mm | Outdoor IR Turret, TurboHD 4.0, HD-TVI, 5MP, 2.8mm, 20m EXIR 2.0, Day/Night, True WDR, Smart IR, PoC, IP67, 12 VDC | Out Tur 5MP TVI IR 2.8mm | Released | 255 | No | 842571110968 | 1 | 3 | 4 | 4
Analog & Turbo | DS-2CE56H5T-IT3E 3.6mm | Outdoor IR Turret, TurboHD 4.0, HD-TVI, 5MP, 3.6mm, 40m EXIR 2.0, Day/Night, True WDR, Smart IR, PoC, IP67, 12 VDC | Out Tur 5MP TVI IR 3.6mm | Released | 255 | No | 842571110975 | 2 | 4 | 5 | 5
Analog & Turbo | DS-2CE56H5T-IT3E 6mm | Outdoor IR Turret, TurboHD 4.0, HD-TVI, 5MP, 6mm, 40m EXIR 2.0, Day/Night, True WDR, Smart IR, PoC, IP67, 12 VDC | Out Tur 5MP TVI IR 6mm | Released | 255 | No | 842571110982 | 2 | 4 | 5 | 5
Analog & Turbo | DS-2CE56H5T-IT3E 8mm | Outdoor IR Turret, TurboHD 4.0, HD-TVI, 5MP, 8mm, 40m EXIR 2.0, Day/Night, True WDR, Smart IR, PoC, IP67, 12 VDC | Out Tur 5MP TVI IR 8mm | Released | 255 | No | 842571110999 | 2 | 4 | 5 | 5
Analog & Turbo | DS-2CE56H5T-IT3ZE | Outdoor IR Turret, TurboHD 4.0, HD-TVI, 5MP, 2.8-12mm Motorized Zoom/Focus, 40m EXIR 2.0, Day/Night, True WDR, Smart IR, PoC, UTC Menu, IP67, 12 VDC | Out Tur 5MP TVI IR 2.8-12 MVF | Released | 324 | No | 842571111026 | 2 | 6 | 7 | 7
Analog & Turbo | DS-2CE56H5T-IT3ZEB | Outdoor IR Turret, TurboHD 4.0, HD-TVI, 5MP, 2.8-12mm Motorized Zoom/Focus, 40m EXIR 2.0, Day/Night, True WDR, Smart IR, PoC, UTC Menu, IP67, 12 VDC, Black Finish | Out Tur 5MP TVI IR 2.8-12 MVF | Released | 324 | No | 842571109955 | 3 | 4 | 1 | 4
Analog & Turbo | DS-2CE56H5T-ITME 2.8mm | Outdoor IR Bullet, TurboHD 4.0, HD-TVI, 5MP, 2.8mm, 80m EXIR 2.0, Day/Night, True WDR, Smart IR, PoC, UTC Menu, IP67, 12 VDC | Out Bul 5MP TVI IR 2.8mm | Released | 225 | No | 842571110937 | 2 | 3 | 4 | 4
Analog & Turbo | DS-2CE56H5T-ITME 3.6mm | Outdoor IR Bullet, TurboHD 4.0, HD-TVI, 5MP, 8mm, 80m EXIR 2.0, Day/Night, True WDR, Smart IR, PoC, UTC Menu, IP67, 12 VDC | Out Bul 5MP TVI IR 8mm | Released | 225 | No | 842571110944 | 2 | 5 | 10 | 5
Analog & Turbo | DS-2CE56H5T-ITME 6mm | Outdoor IR Bullet, TurboHD 4.0, HD-TVI, 5MP, 12mm, 80m EXIR 2.0, Day/Night, True WDR, Smart IR, PoC, UTC Menu, IP67, 12 VDC | Out Bul 5MP TVI IR 6mm | Released | 225 | No | 842571110951 | 2 | 5 | 10 | 5
Analog & Turbo | DS-2CE56H5T-ITMEB 2.8mm | Outdoor IR Turret, TurboHD 4.0, HD-TVI, 5MP, 2.8mm, 20m EXIR 2.0, Day/Night, True WDR, Smart IR, PoC, IP67, 12 VDC, Black Finish | Out Tur 5MP TVI IR 2.8mm | Released | 225 | No | 842571109924 | 3 | 4 | 1 | 4
Analog & Turbo | DS-2CE56H5T-ITMEB 3.6mm | Outdoor IR Turret, TurboHD 4.0, HD-TVI, 5MP, 3.6mm, 20m EXIR 2.0, Day/Night, True WDR, Smart IR, PoC, IP67, 12 VDC, Black Finish | Out Tur 5MP TVI IR 3.6mm | Released | 225 | No | 842571109931 | 3 | 4 | 1 | 4
Analog & Turbo | DS-2CE56H5T-ITMEB 6mm | Outdoor IR Turret, TurboHD 4.0, HD-TVI, 5MP, 6mm, 20m EXIR 2.0, Day/Night, True WDR, Smart IR, PoC, IP67, 12 VDC, Black Finish | Out Tur 5MP TVI IR 6mm | Released | 225 | No | 842571109948 | 3 | 4 | 1 | 4
Analog & Turbo | DS-2CE56H5T-VPIT3ZE | Outdoor IR Dome, TurboHD 4.0, HD-TVI, 5MP, 2.8-12mm Motorized Zoom/Focus, 40m EXIR 2.0, Day/Night, True WDR, Smart IR, PoC, UTC Menu, IP67, 12VDC | Out Tur 5MP TVI IR 2.8mm | Released | 372 | No | 842571111019 | 2 | 4 | 5 | 5
Analog & Turbo | DS-2CE56H5T-VPITE 2.8mm | Outdoor IR Turret, TurboHD 4.0, HD-TVI, 5MP, 2.8mm, 20m EXIR 2.0, Day/Night, True WDR, Smart IR, PoC, IP67, 12 VDC | Out Tur 5MP TVI IR 2mm | Released | 262 | No | 842571110906 | 1 | 3 | 4 | 4
Analog & Turbo | DS-2CE56H5T-VPITE 3.6mm | Outdoor IR Dome, TurboHD 4.0, HD-TVI, 5MP, 3.6mm, 20m EXIR 2.0, Day/Night, True WDR, Smart IR, PoC, IP67, 12 VDC | Out Dom 5MP TVI IR 3.6mm | Released | 262 | No | 842571110913 | 2 | 4 | 5 | 5
Analog & Turbo | DS-2CE56H5T-VPITE 6mm | Outdoor IR Dome, TurboHD 4.0, HD-TVI, 5MP, 6mm, 20m EXIR 2.0, Day/Night, True WDR, Smart IR, PoC, IP67, 12 VDC | Out Dom 5MP TVI IR 6mm | Released | 262 | No | 842571110920 | 2 | 4 | 5 | 5
Analog & Turbo | DS-2CE56H5T-VPITEB 2.8mm | Outdoor IR Dome, TurboHD 4.0, HD-TVI, 5MP, 2.8mm, 20m EXIR 2.0, Day/Night, True WDR, Smart IR, PoC, IP67, 12 VDC, Black Finish | Out Dom 5MP TVI IR 2.8mm | Released | 262 | No | 842571109894 | 3 | 4 | 1 | 4
Analog & Turbo | DS-2CE56H5T-VPITEB 3.6mm | Outdoor IR Dome, TurboHD 4.0, HD-TVI, 5MP, 3.6mm, 20m EXIR 2.0, Day/Night, True WDR, Smart IR, PoC, IP67, 12 VDC, Black Finish | Out Dom 5MP TVI IR 3.6mm | Released | 262 | No | 842571109900 | 3 | 4 | 1 | 4
Analog & Turbo | DS-2CE56H5T-VPITEB 6mm | Outdoor IR Dome, TurboHD 4.0, HD-TVI, 5MP, 6mm, 20m EXIR 2.0, Day/Night, True WDR, Smart IR, PoC, IP67, 12 VDC, Black Finish | Out Dom 5MP TVI IR 6mm | Released | 262 | No | 842571109917 | 3 | 4 | 1 | 4
Analog & Turbo | DS-2CE57D3T-VPITF 2.8mm | Outdoor IR Dome, TurboHD 4.0, HD-TVI/AHD/HD-CVI/CVBS, 2MP, 2.8mm, 70m EXIR 2.0, Day/Night, True WDR, 3D DNR, Smart IR, Vandal Proof, IP67, 12 VDC | Out Dom 2MP 4 in 1 IR 2.8mm | Released | 96 | No | 842571123074 | 2 | 4 | 5 | 5
Analog & Turbo | DS-2CE57D3T-VPITF 3.6mm | Outdoor IR Dome, TurboHD 4.0, HD-TVI/AHD/HD-CVI/CVBS, 2MP, 3.6mm, 70m EXIR 2.0, Day/Night, True WDR, 3D DNR, Smart IR, Vandal Proof, IP67, 12 VDC | Out Dom 2MP 4 in 1 IR 3.6mm | Released | 96 | No | 842571123081 | 2 | 4 | 5 | 5
Analog & Turbo | DS-2CE57D3T-VPITF 6mm | Outdoor IR Dome, TurboHD 4.0, HD-TVI/AHD/HD-CVI/CVBS, 2MP, 6mm, 70m EXIR 2.0, Day/Night, True WDR, 3D DNR, Smart IR, Vandal Proof, IP67, 12 VDC | Out Dom 2MP 4 in 1 IR 6mm | Released | 96 | No | 842571123098 | 2 | 4 | 5 | 5
Analog & Turbo | DS-2CE57D3T-VPITFB 2.8mm | Outdoor IR Black Dome, TurboHD 4.0, HD-TVI/AHD/HD-CVI/CVBS, 2MP, 2.8mm, 70m EXIR 2.0, Day/Night, True WDR, 3D DNR, Smart IR, Vandal Proof, IP67, 12 VDC | Dom 2MP 4in1 BLK IR 2.8mm | Released | 96 | No | 842571125344 | 2 | 5 | 6 | 6
Analog & Turbo | DS-2CE57D3T-VPITFB 3.6mm | Outdoor IR BlAck Dome, TurboHD 4.0, HD-TVI/AHD/HD-CVI/CVBS, 2MP, 3.6mm, 70m EXIR 2.0, Day/Night, True WDR, 3D DNR, Smart IR, Vandal Proof, IP67, 12 VDC | BLK Dom 2MP 4 in 1 IR 3.6mm | Released | 96 | No | 842571125351 | 2 | 5 | 6 | 6
Analog & Turbo | DS-2CE57D3T-VPITFB 6mm | Outdoor IR black Dome, TurboHD 4.0, HD-TVI/AHD/HD-CVI/CVBS, 2MP, 6mm, 70m EXIR 2.0, Day/Night, True WDR, 3D DNR, Smart IR, Vandal Proof, IP67, 12 VDC | BLK Dom 2MP 4 in 1 IR 6mm | Released | 96 | No | 842571125368 | 2 | 5 | 6 | 6
Analog & Turbo | DS-2CE57H8T-VPITF 2.8mm | Outdoor Vandal Proof Dome, 5MP, EXIR, 30m IR, 0.003 Lux/F1.2, 12 VDC,130dB True WDR,3D DNR, IP67, 2.8mm Lens?Support TVI/AHD/CVI/CVBS video signal output | Out Dom 5MP TVI IR 2.8mm | Released | 180 | No | 842571122794 | 2 | 5 | 6 | 6
Analog & Turbo | DS-2CE57H8T-VPITF 3.6mm | Outdoor Vandal Proof Dome, 5MP, EXIR, 30m IR, 0.003 Lux/F1.2, 12 VDC,130dB True WDR,3D DNR, IP67, 3.6mm Lens?Support TVI/AHD/CVI/CVBS video signal output | Out Dom 5MP TVI IR 3.6mm | Released | 180 | No | 842571122800 | 2 | 5 | 6 | 6
Analog & Turbo | DS-2CE57U1T-VPITF 2.8mm | Outdoor Vandal Proof Dome, 8MP,/4K EXIR, 30m IR, 0.01 Lux/F1.2, 12VDC, Smart IR,DNR, IP67, 2.8mm Lens?Support TVI/AHD/CVI/CVBS video signal output | OutDom 8MP/4K TVI IR IP67 | Released | 207 | No | 842571121261 | 2 | 4 | 5 | 5
Analog & Turbo | DS-2CE57U1T-VPITF 6mm | Outdoor Vandal Proof Dome, 8MP,/4K EXIR, 30m IR, 0.01 Lux/F1.2, 12VDC, Smart IR,DNR, IP67, 6mm Lens?Support TVI/AHD/CVI/CVBS video signal output | OutDom 8MP/4K TVI IR IP67 | Released | 207 | No | 842571127010 | 2 | 4 | 5 | 5
Analog & Turbo | DS-2CE57U8T-VPIT 2.8mm | Outdoor IR Dome, TurboHD 4.0, HD-TVI, 8MP, 2.8mm, 40m EXIR 2.0, Day/Night, True WDR, Smart IR, IP67, 12 VDC | Out Dom 8MP TVI IR 2.8mm | Released | 359 | No | 842571115437 | 2 | 4 | 5 | 5
Analog & Turbo | DS-2CE57U8T-VPIT 3.6mm | Outdoor IR Dome, TurboHD 4.0, HD-TVI, 8MP, 3.6mm, 40m EXIR 2.0, Day/Night, True WDR, Smart IR, IP67, 12 VDC | Out Dom 8MP TVI IR 3.6mm | Released | 359 | No | 842571115444 | 2 | 4 | 5 | 5
Analog & Turbo | DS-2CE57U8T-VPIT 6mm | Outdoor IR Dome, TurboHD 4.0, HD-TVI, 8MP, 6mm, 40m EXIR 2.0, Day/Night, True WDR, Smart IR, IP67, 12 VDC | Out Dom 8MP TVI IR 6mm | Released | 359 | No | 842571115451 | 2 | 4 | 5 | 5
Analog & Turbo | DS-2CE59H8T-AVPIT3ZF | Outdoor Vandal Proof Dome 5MP EXIR 60m, 0.003 Lux/F1.2,12 VDC/AC24V, Smart IR,130dB True WDR,3D DNR, IP67, 2.7-13.5mm Motorized Vari-focal Lens?Support TVI/AHD/CVI/CVBS vid | OutDom 5MP TVI 2.7-13.5mm | Released | 365 | No | 842571122312 | 3 | 6 | 7 | 7
Analog & Turbo | DS-2CE59U1T-AVPIT3ZF | Outdoor Vandal Proof Dome EXIR, 60m IR, Auto Focus, 0.01 Lux/F1.2,12 VDC/AC24V, Smart IR,DNR, IP67, 2.7-13.5mm Motorized Vari-focal Lens?Support Gang box installation | OutDom VF TVI IR IP67 | Released | 404 | No | 842571121285 | 3 | 6 | 7 | 7
Analog & Turbo | DS-2CE59U8T-AVPIT3Z | Outdoor IR Dome, TurboHD 4.0, HD-TVI, 8MP, 2.8-12mm Motorized Zoom/Focus, 60m EXIR 2.0, Day/Night, True WDR, Smart IR, Dual Output, UTC Menu, IP67/IK10, 24VAC/12VDC | Out Dom 8MP TVI IR 2.8-12 MVF | Released | 511 | No | 842571115390 | 4 | 7 | 10 | 8
Analog & Turbo | DS-2CE5AD3T-AVPIT3ZF | Outdoor IR Dome, TurboHD 4.0, HD-TVI/AHD/HD-CVI/CVBS, 2MP, 2.7-13.5mm Motorized Zoom/Focus, Auto Focus, 70m EXIR 2.0, Day/Night, True WDR, 3D DNR, Smart IR, Vandal Proof, IP67, 24VAC/12 VDC | Out Dom 2MP 4in1 IR2.7-13MVF | Released | 163 | No | 842571123135 | 3 | 6 | 6 | 6
Analog & Turbo | DS-2CE5AD3T-AVPIT3ZFB | Outdoor IR Black Dome, TurboHD 4.0, HD-TVI/AHD/HD-CVI/CVBS, 2MP, 2.7-13.5mm Motorized Zoom/Focus, Auto Focus, 70m EXIR 2.0, Day/Night, True WDR, 3D DNR, Smart IR, Vandal Proof, IP67, 24VAC/12 VDC | BLK Dom 2MP 4in1 IR2.7-13MVF | Released | 163 | No | 842571125375 | 3 | 6 | 6 | 6
Analog & Turbo | DS-2CE5AU1T-AVPIT3ZF | Outdoor Vandal Proof Dome EXIR, 60m IR, Auto Focus, 0.01 Lux/F1.2,12 VDC/AC24V, Smart IR,DNR, IP67, 2.7-13.5mm Motorized Vari-focal Lens | OutDom VF TVI IR IP67 | Released | 361 | No | 842571127027 | 3 | 6 | 6 | 6
Analog & Turbo | DS-2CE71D0T-PIRL 2.8mm | Outdoor IR Turret, TurboHD 4.0, HD-TVI, 2MP, 2.8mm, 20m IR, PIR Detection/Alarm, White Light, IP67, 12 VDC | Out Tur 2MP TVI IR 2.8mm | Released | 137 | No | 842571116205 | 1 | 4 | 5 | 5
Analog & Turbo | DS-2CE71D0T-PIRL 3.6mm | Outdoor IR Turret, TurboHD 4.0, HD-TVI, 2MP, 3.6mm, 20m IR, PIR Detection/Alarm, White Light, IP67, 12 VDC | Out Tur 2MP TVI IR 3.6mm | Released | 137 | No | 842571116212 | 1 | 4 | 5 | 5
Analog & Turbo | DS-2CE71D8T-PIRL 2.8mm | Outdoor IR Turret, TurboHD 4.0, HD-TVI, 2MP, 2.8mm, PIR Alarm, Ultra Low Light, 20m EXIR 2.0, Day/Night, True WDR, Smart IR, IP67, 12 VDC | Out Tur 2MP TVI IR 2.8mm | Released | 163 | No | 842571117134 | 1 | 6 | 6 | 6
Analog & Turbo | DS-2CE71D8T-PIRL 3.6mm | Outdoor IR Turret, TurboHD 4.0, HD-TVI, 2MP, 3.6mm, PIR Alarm, Ultra Low Light, 20m EXIR 2.0, Day/Night, True WDR, Smart IR, IP67, 12 VDC | Out Tur 2MP TVI IR 3.6mm | Released | 163 | No | 842571117141 | 1 | 6 | 6 | 6
Analog & Turbo | DS-2CE71H0T-PIRL 2.8mm | Outdoor IR Turret, TurboHD 4.0, HD-TVI, 5MP, 2.8mm, 20m IR, PIR Detection/Alarm, White Light, IP67, 12 VDC | Out Tur 5MP TVI IR 2.8mm | Released | 109 | No | 842571119831 | 1 | 5 | 6 | 6
Analog & Turbo | DS-2CE71H0T-PIRL 3.6mm | Outdoor IR Turret, TurboHD 4.0, HD-TVI, 5MP, 3.6mm, 20m IR, PIR Detection/Alarm, White Light, IP67, 12 VDC | Out Tur 5MP TVI IR 3.6mm | Released | 109 | No | 842571119848 | 1 | 5 | 6 | 6
Analog & Turbo | DS-2CE72DFT-F 3.6mm | ColorVu Outdoor Turret, 2MP, 0.0005Lux/F1.0, 0 Lux with Friendly Lighting,20m,3D DNR,12 VDC,OSD Menu(Up the Coax), 130dB True WDR, IP67, 3.6mm Lens,24H Color ?Support TVI/AHD/CVI/CVBS video signal output | ColorVu 2MP 3.6mm 130dB IP67 | Released | 120 | No | 842571122275 | 1 | 4 | 5 | 5
Analog & Turbo | DS-2CE72DFT-F 6mm | ColorVu Outdoor Turret, 2MP, 0.0005Lux/F1.0, 0 Lux with Friendly Lighting,20m,3D DNR,12 VDC,OSD Menu(Up the Coax), 130dB True WDR, IP67, 6mm Lens,24H Color ?Support TVI/AHD/CVI/CVBS video signal output | ColorVu 2MP 6mm 130dB IP67 | Released | 120 | No | 842571122282 | 1 | 4 | 5 | 5
Analog & Turbo | DS-2CE72DFT-F28 2.8mm | ColorVu Outdoor Turret, 2MP, 0.0005Lux/F1.0, 0 Lux with Friendly Lighting,20m,3D DNR,12 VDC,OSD Menu(Up the Coax), 130dB True WDR, IP67, 2.8mm Lens,24H Color ?Support TVI/AHD/CVI/CVBS video signal output | ColorVu 2MP 2.8m 130dB IP67 | Released | 120 | No | 842571129830 | 2 | 4 | 5 | 5
Analog & Turbo | DS-2CE72DFT-PIRXOF 3.6mm | ColorVu Outdoor Turret, 2MP, 0.0005 Lux/F1.0,Supplemental light 20m,3D DNR,12 VDC,OSD Menu(Up the Coax), 130dB True WDR, IP67, 3.6mm Lens,24H Color?PIR Detection?Blue&Red Light Alarm?Built in Siren?Alarm Out?Support TVI/AHD/CVI/CVBS video signal output | ColorVu 2MP 3.6mm PIR siren | Released | 165 | No | 842571130072 | 2 | 4 | 5 | 5
Analog & Turbo | DS-2CE72HFT-F 3.6mm | ColorVu outdoor Turret, 5MP,0.0005Lux/F1.0, 0 Lux with Friendly Lighting,20m,3D DNR,12 VDC,OSD Menu(Up the Coax), 130dB True WDR, IP67, 3.6mm Lens,24H Color?Support TVI/AHD/CVI/CVBS video signal output | ColorVu 5MP 3.6mm 130dB IP67 | Released | 152 | No | 842571130171 | 1 | 4 | 5 | 5
Analog & Turbo | DS-2CE72HFT-F28 2.8mm | ColorVu outdoor Turret 5MP,0.0005Lux/F1.0, 0 Lux with Friendly Lighting,20m,3D DNR,12 VDC,OSD Menu(Up the Coax), 130dB True WDR, IP67, 2.8mm Lens,24H Color?Support TVI/AHD/CVI/CVBS video signal output | ColorVu 5MP 2.8mm 130dB IP67 | Released | 152 | No | 842571129847 | 2 | 4 | 5 | 5
Analog & Turbo | DS-2CE76D3T-ITMF 2.8mm | Outdoor IR Turret, TurboHD 4.0, HD-TVI/AHD/HD-CVI/CVBS, 2MP, 2.8mm, 30m EXIR 2.0, Day/Night, True WDR, 3D DNR, Smart IR, IP67, 12 VDC | Out Tur 2MP 4 in 1 IR 2.8mm | Released | 83 | No | 842571123043 | 1 | 4 | 4 | 4
Analog & Turbo | DS-2CE76D3T-ITMF 3.6mm | Outdoor IR Turret, TurboHD 4.0, HD-TVI/AHD/HD-CVI/CVBS, 2MP, 3.6mm, 30m EXIR 2.0, Day/Night, True WDR, 3D DNR, Smart IR, IP67, 12 VDC | Out Tur 2MP 4 in 1 IR 3.6mm | Released | 83 | No | 842571123050 | 1 | 4 | 4 | 4
Analog & Turbo | DS-2CE76D3T-ITMF 6mm | Outdoor IR Turret, TurboHD 4.0, HD-TVI/AHD/HD-CVI/CVBS, 2MP, 6mm, 30m EXIR 2.0, Day/Night, True WDR, 3D DNR, Smart IR, IP67, 12 VDC | Out Tur 2MP 4 in 1 IR 6mm | Released | 83 | No | 842571123067 | 1 | 4 | 4 | 4
Analog & Turbo | DS-2CE76D3T-ITMFB 2.8mm | Outdoor IR Black Turret, TurboHD 4.0, HD-TVI/AHD/HD-CVI/CVBS, 2MP, 2.8mm, 30m EXIR 2.0, Day/Night, True WDR, 3D DNR, Smart IR, IP67, 12 VDC | BLK Tur 2MP 4 in 1 IR 2.8mm | Released | 83 | No | 842571125313 | 1 | 4 | 5 | 5
Analog & Turbo | DS-2CE76D3T-ITMFB 3.6mm | Outdoor IR Black Turret, TurboHD 4.0, HD-TVI/AHD/HD-CVI/CVBS, 2MP, 3.6mm, 30m EXIR 2.0, Day/Night, True WDR, 3D DNR, Smart IR, IP67, 12 VDC | BLK Tur 2MP 4 in 1 IR 3.6mm | Released | 83 | No | 842571125320 | 1 | 4 | 5 | 5
Analog & Turbo | DS-2CE76D3T-ITMFB 6mm | Outdoor IR black Turret, TurboHD 4.0, HD-TVI/AHD/HD-CVI/CVBS, 2MP, 6mm, 30m EXIR 2.0, Day/Night, True WDR, 3D DNR, Smart IR, IP67, 12 VDC | BLK Tur 2MP 4 in 1 IR 6mm | Released | 83 | No | 842571125337 | 1 | 4 | 5 | 5
Analog & Turbo | DS-2CE76H8T-ITMF 2.8mm | Outdoor EXIR Turret 5MP EXIR, 30m IR, 0.003 Lux/F1.2, 12 VDC, 130dB True WDR,3D DNR, IP67, 2.8mm Lens?Support TVI/AHD/CVI/CVBS video signal output | Out Tur 5MP TVI IR 2.8mm | Released | 180 | No | 842571122763 | 1 | 4 | 5 | 5
Analog & Turbo | DS-2CE76H8T-ITMF 3.6mm | Outdoor EXIR Turret 5MP EXIR, 30m IR, 0.003 Lux/F1.2, 12 VDC, 130dB True WDR,3D DNR, IP67, 3.6mm Lens?Support TVI/AHD/CVI/CVBS video signal output | Out Tur 5MP TVI IR 3.6mm | Released | 180 | No | 842571122770 | 1 | 4 | 5 | 5
Analog & Turbo | DS-2CE76U1T-ITMF 2.8mm | Outdoor EXIR Turret 8MP/4K, EXIR, 30m IR, 0.01 Lux/F1.2, 12VDC, Smart IR,DNR, IP67,2.8mm Lens?Support TVI/AHD/CVI/CVBS video signal output | OutTur 8MP/4K TVI IR IP67 | Released | 170 | No | 842571128925 | 1 | 4 | 5 | 5
Analog & Turbo | DS-2CE76U1T-ITMF 6mm | Outdoor EXIR Turret 8MP/4K, EXIR, 30m IR, 0.01 Lux/F1.2, 12VDC, Smart IR,DNR, IP67, 6mm Lens?Support TVI/AHD/CVI/CVBS video signal output | OutTur 8MP/4K TVI IR IP67 | Released | 170 | No | 842571126990 | 1 | 4 | 4 | 4
Analog & Turbo | DS-2CE78D3T-IT3F 2.8mm | Outdoor IR Turret, TurboHD 4.0, HD-TVI/AHD/HD-CVI/CVBS, 2MP, 2.8mm, 70m EXIR 2.0, Day/Night, True WDR, 3D DNR, Smart IR, IP67, 12 VDC | Out Tur 2MP 4 in 1 IR 2.8mm | Released | 104 | No | 842571123104 | 1 | 4 | 5 | 5
Analog & Turbo | DS-2CE78D3T-IT3F 3.6mm | Outdoor IR Turret, TurboHD 4.0, HD-TVI/AHD/HD-CVI/CVBS, 2MP, 3.6mm, 70m EXIR 2.0, Day/Night, True WDR, 3D DNR, Smart IR, IP67, 12 VDC | Out Tur 2MP 4 in 1 IR 3.6mm | Released | 104 | No | 842571123111 | 1 | 4 | 5 | 5
Analog & Turbo | DS-2CE78D3T-IT3F 6mm | Outdoor IR Turret, TurboHD 4.0, HD-TVI/AHD/HD-CVI/CVBS, 2MP, 6mm, 70m EXIR 2.0, Day/Night, True WDR, 3D DNR, Smart IR, IP67, 12 VDC | Out Tur 2MP 4 in 1 IR 6mm | Released | 104 | No | 842571123128 | 1 | 4 | 5 | 5
Analog & Turbo | DS-2CE78H8T-IT3F 2.8mm | Outdoor EXIR Turret 5MP EXIR, 60m IR, 0.003 Lux/F1.2, 12 VDC, 130dB True WDR,3D DNR, IP67, 2.8mm Lens?Support TVI/AHD/CVI/CVBS video signal output | Out Tur 5MP TVI IR 2.8mm | Released | 180 | No | 842571122749 | 1 | 5 | 6 | 6
Analog & Turbo | DS-2CE78H8T-IT3F 3.6mm | Outdoor EXIR Turret 5MP EXIR, 60m IR, 0.003 Lux/F1.2, 12 VDC, 130dB True WDR,3D DNR, IP67, 3.6mm Lens?Support TVI/AHD/CVI/CVBS video signal output | Out Tur 5MP TVI IR 3.6mm | Released | 180 | No | 842571122299 | 1 | 4 | 5 | 5
Analog & Turbo | DS-2CE78U1T-IT3F 2.8mm | Outdoor EXIR Turret 8MP/4K, EXIR, 60m IR, 0.01 Lux/F1.2, 12VDC, Smart IR,DNR, IP67, 2.8mm Lens?Support TVI/AHD/CVI/CVBS video signal output | OutTur 8MP/4K TVI IR IP67 | Released | 207 | No | 842571121247 | 1 | 4 | 5 | 5
Analog & Turbo | DS-2CE78U1T-IT3F 6mm | Outdoor EXIR Turret 8MP/4K, EXIR, 60m IR, 0.01 Lux/F1.2, 12VDC, Smart IR,DNR, IP67, 6mm Lens?Support TVI/AHD/CVI/CVBS video signal output | OutTur 8MP/4K TVI IR IP67 | Released | 207 | No | 842571127003 | 1 | 4 | 5 | 5
Analog & Turbo | DS-2CE78U8T-IT3 2.8mm | Outdoor IR Turret, TurboHD 4.0, HD-TVI, 8MP, 2.8mm, 60m EXIR 2.0, Day/Night, True WDR, Smart IR, IP67, 12 VDC | Out Tur 8MP TVI IR 2.8mm | Released | 304 | No | 842571115406 | 2 | 4 | 5 | 5
Analog & Turbo | DS-2CE78U8T-IT3 3.6mm | Outdoor IR Turret, TurboHD 4.0, HD-TVI, 8MP, 3.6mm, 60m EXIR 2.0, Day/Night, True WDR, Smart IR, IP67, 12 VDC | Out Tur 8MP TVI IR 3.6mm | Released | 304 | No | 842571115413 | 2 | 4 | 5 | 5
Analog & Turbo | DS-2CE78U8T-IT3 6mm | Outdoor IR Turret, TurboHD 4.0, HD-TVI, 8MP, 6mm, 60m EXIR 2.0, Day/Night, True WDR, Smart IR, IP67, 12 VDC | Out Tur 8MP TVI IR 6mm | Released | 304 | No | 842571115420 | 2 | 4 | 5 | 5
Analog & Turbo | DS-2CE79D3T-IT3ZF | Outdoor IR Turret, TurboHD 4.0, HD-TVI/AHD/HD-CVI/CVBS, 2MP, 2.7-13.5mm Motorized Zoom/Focus, Auto Focus, 70m EXIR 2.0, Day/Night, True WDR, 3D DNR, Smart IR, IP67, 12 VDC | Out Tur 2MP 4in1 IR2.7-13MVF | Released | 148 | No | 842571123142 | 2 | 6 | 7 | 7
Analog & Turbo | DS-2CE79H8T-AIT3ZF | Outdoor Vandal Proof Turret 5MP EXIR 60m, 0.003 Lux/F1.2,12 VDC/AC24V, Smart IR,130dB True WDR,3D DNR, IP67, 2.7-13.5mm Motorized Vari-focal Lens?Support TVI/AHD/CVI/CVBS vid | OutTur 5MP TVI 2.7-13.5mm | Released | 293 | No | 842571129489 | 2 | 6 | 7 | 7
Analog & Turbo | DS-2CE79U1T-IT3ZF | Outdoor Turret EXIR, 60m IR, Auto Focus, 0.01 Lux/F1.2,12 DC, Smart IR,DNR, IP67, 2.7-13.5mm Motorized Vari-focal Lens, Support TVI/AHD/CVI/CVBS video signal output | OutTur VF TVI IR IP67 | Released | 361 | No | 842571121308 | 2 | 6 | 7 | 7
Analog & Turbo | DS-2CE79U8T-IT3Z | Outdoor IR Turret, TurboHD 4.0, HD-TVI, 8MP, 2.8-12mm Motorized Zoom/Focus, 80m EXIR 2.0, Day/Night, True WDR, Smart IR, Dual Output (TVI/CVBS), UTC Menu, IP67, 12 VDC | Out Tur 8MP TVI IR 2.8-12 MVF | Released | 452 | No | 842571115383 | 2 | 6 | 7 | 7
Value IP PTZ | DS-2DE2103-DE3/W | Indoor PTeZ, Surface, 1MP/720p, H264, 3X eZoom, Day/Night, WiFi, PoE/12VDC | PTZ MINI IND2M 3X WIFI DNPOE | EOL - Preparation | 435 | No | 816783019555 | 1 | 6 | 6 | 6
Value IP PTZ | DS-2DE2202I-DE3/W | Indoor PTeZ, Surface, 2MP/1080p, H264, 2X eZoom, Day/Night, IR, WiFi, PoE/12VDC | PTZMINI IND 2M 2X WIFI DNPOE | EOL - Preparation | 489 | No | 813908022230 | 4 | 8 | 7 | 7
Value IP PTZ | DS-2DE2204IW-DE3 | Indoor Surface Mount 350° PTZ Dome, 2MP, 4x Optical Zoom, H264+, Smart Detection, 20m IR, PoE/12VDC, 9W | PTZ IN 2MP 4X PoE/12VDC | Released | 391 | No | 842571100273 | 3 | 7 | 7 | 7
Value IP PTZ | DS-2DE2204IW-DE3/W | Indoor Surface Mount 350° PTZ Dome, 2MP, 4x Optical Zoom, H264+, Smart Detection, 20m IR, WiFi, PoE/12VDC, 9W | PTZ IN 2MP 4X WIFI PoE/12VDC | EOL - Preparation | 435 | No | 842571110043 | 2 | 8 | 7 | 7
Value IP PTZ | DS-2DE2A204IW-DE3 | Outdoor PTZ, 2MP, 4x lens, 20m IR, 265+, 120 dB WDR, PTZ Suite Analytics, IP66, IK10, PoE/12VDC, 12W | PTZ 2MP 4X 20mIR 12V/PoE | Released | 391 | No | 842571119909 | 2 | 7 | 6 | 6
Value IP PTZ | DS-2DE2A204W-DE3 | Outdoor PTZ, 2MP, 4x lens, 265+, 120 dB WDR, PTZ Suite Analytics, IP66, IK10, PoE/12VDC, 8W | PTZ In 2MP 4X 12V/PoE | EOL - Preparation | 374 | No | 842571119923 | 2 | 7 | 6 | 6
Value IP PTZ | DS-2DE2A404IW-DE3 | Outdoor PTZ, 4MP, 4x lens, 20m IR, 265+, 120 dB WDR, PTZ Suite Analytics, IP66, IK10, PoE/12VDC, 12W | PTZ 4MP 4X 20mIR 12V/PoE | Released | 424 | No | 842571119893 | 2 | 7 | 6 | 6
Value IP PTZ | DS-2DE2A404W-DE3 | Outdoor PTZ, 4MP, 4x lens, 265+, 120 dB WDR, PTZ Suite Analytics, IP66, IK10, PoE/12VDC, 8W | PTZ In 4MP 4X 12V/PoE | EOL - Preparation | 407 | No | 842571119916 | 2 | 7 | 6 | 6
Value IP PTZ | DS-2DE3304W-DE | Outdoor Mini PTZ, Surface Mount, 3M/1080P, H264, 4X Optical Zoom, Day/Night, IP66, PoE/12VDC | PTZ/OUT/3MP/4X ZOOM/POE/12DC | Released | 652 | No | 813908023749 | 2 | 6 | 8 | 6
Value IP PTZ | DS-2DE4220-AE | Outdoor Mini PTZ, 2M/1080P, H264, 20X Optical Zoom, Day/Night, IP66, Heater, PoE+/24VAC | PTZMINI IP66 2MP 20X DN POE+ | EOL - Preparation | 868 | No | 816783018343 | 9 | 16 | 18 | 18
Value IP PTZ | DS-2DE4220-AE3 | Indoor Mini PTZ, 2M/1080P, H264, 20X Optical Zoom, Day/Night, PoE+/24VAC | PTZMINI IND 2MP 20X DN POE+ | EOL - Preparation | 868 | No | 813908021363 | 9 | 15 | 9 | 9
Value IP PTZ | DS-2DE4220W-AE3 | Indoor Mini PTZ, 2MP, H264, 20X Optical Zoom, Day/Night, IP66, PoE+/24VAC, 18W | PTZ IN 2MP 20X 24V/PoE | EOL - Preparation | 867 | No | 842571100624 | 6 | 3 | 9 | 9
Value IP PTZ | DS-2DE4225W-DE | Outdoor PTZ Dome, 2MP, 25x Optical Zoom, H.265+, Smart Detection, 120dB WDR, EIS, Defog, IK10, Hi-PoE/12VDC, 18W | PTZ 2MP25X HiPoE/12VDC | Released | 824 | No | 842571117240 | 8 | 16 | 9 | 9
Value IP PTZ | DS-2DE4225W-DE3 | Indoor PTZ Dome, 2MP, 25x Optical Zoom, H.265+, Smart Detection, 120dB WDR, EIS, Defog, IK10, PoE+/12VDC, 18W | PTZ 2MP25X HiPoE/12VDC | Released | 802 | No | 842571117257 | 7 | 16 | 9 | 9
Value IP PTZ | DS-2DE4A204IW-DE | Indoor/Outdoor PTZ Dome, 2MP Darkfighter, 4x lens, 50m IR, PTZ Suite Analytics, IP66, PoE+/12VDC, 18W | PTZ 2MP DF 4X 50mIR 12V/PoE+ | EOL - Preparation | 1193 | No | 842571103311 | 7 | 10 | 9 | 9
Value IP PTZ | DS-2DE4A225IW-DE | Indoor/Outdoor PTZ Dome, 2MP, 25x lens, 50m IR, Smart Detection, Smart Tracking, IP66, Hi-PoE/12VDC, 23W | PTZ 2MP25X 50mIR HiPoE/12VDC | Released | 933 | No | 842571117202 | 8 | 11 | 9 | 9
Value IP PTZ | DS-2DE4A404IW-DE | Outdoor PTZ Dome, 4MP Darkfighter, 4x lens, 50m IR, PTZ Suite Analytics, IP66, PoE+/12VDC, 18W | PTZ 4MP DF 4X 50mIR 12V/PoE+ | EOL - Preparation | 1172 | No | 842571117196 | 8 | 11 | 9 | 9
Value IP PTZ | DS-2DE4A425IW-DE | Indoor/Outdoor PTZ Dome, 4MP, 25x lens, 50m IR, Smart Detection, Smart Tracking, IP66, Hi-PoE/12VDC, 23W | PTZ 4MP25X 50mIR HiPoE/12VDC | Released | 1085 | No | 842571117271 | 8 | 11 | 9 | 9
Value IP PTZ | DS-2DE5130W-AE | Outdoor PTZ Dome, 1.3MP, 30X lens, Basic Smart Suite Analytics, IP66/IK10, PoE/24VAC, 18W | PTZ 1.3MP 30X IP66 24V/PoE | EOL - Preparation | 1302 | No | 813908029079 | 10 | 19 | 12 | 19
Value IP PTZ | DS-2DE5130W-AE3 | Indoor PTZ Dome, 1.3MP, 30X lens, Basic Smart Suite Analytics, PoE/24VAC, 18W | PTZ IN1.3MP30X IP66 24V/PoE | EOL - Preparation | 1302 | No | 813908029086 | 12 | 19 | 12 | 19
Value IP PTZ | DS-2DE5220I-AE | Outdoor PTZ, 2.0M/1080P, H264, 20X Optical Zoom, Day/Night, Integrated IR, IP66, Heater, PoE+/12VDC | PTZ IP662MP20X IR POE+/12DC | EOL - Preparation | 1411 | No | 813908024067 | 13 | 10 | 19 | 10
Value IP PTZ | DS-2DE5225IW-AE | Outdoor PTZ Dome, 2MP, 25x Optical Zoom, 150m IR, H.265+, Smart Detection, 120dB WDR, EIS, Defog, IP66, Hi-PoE/24VAC, 40W | PTZOUT 2M25X H265+ HiPoE/24V | Released | 1057 | No | 842571117233 | 11 | 20 | 11 | 11
Value IP PTZ | DS-2DE5230W-AE3 | Indoor PTZ Dome, 2MP, 30X lens, Basic Smart Suite Analytics, PoE/24VAC, 18W | PTZ IN 2MP 30X IP66 24V/PoE | EOL - Preparation | 1411 | No | 813908029109 | 14 | 19 | 12 | 19
Value IP PTZ | DS-2DE5232W-AE | Outdoor PTZ Dome, 2MP, 32x Optical Zoom, H.265+, Smart Detection, Smart Tracking, 120dB WDR, EIS, Defog, IP66, IK10, Hi-PoE/24VAC, 22W | PTZ OUT 2MP 32X 24V/PoE | Released | 1411 | No | 842571116380 | 11 | 19 | 12 | 12
Value IP PTZ | DS-2DE5330W-AE | Outdoor PTZ Dome, 3MP, 30X lens, PTZ Suite Analytics, IP66/IK10, PoE/24VAC, 18W | PTZ OUT 3MP 30X 24V/PoE | Released | 1520 | No | 842571103304 | 12 | 19 | 12 | 12
Value IP PTZ | DS-2DE7130IW-AE | Outdoor PTZ Dome, 1.3MP w/30X lens, 150m IR, Basic Smart Suite Analytics, IP66, HiPoE/24VAC, 40W | PTZ 1.3MP 30X IR 24VHIPoE | EOL - Preparation | 1476 | No | 813908026313 | 15 | 14 | 11 | 11
Value IP PTZ | DS-2DE7174-AE | Outdoor PTZ, 1.3M/720P, H264, 20X Optical Zoom, Day/Night, Integrated IR, IP66, Heater, HiPoE/24VAC | PTZ IR 1.3MP 20X POE | EOL - Preparation | 1411 | No | 816783017216 | 14 | 20 | 11 | 11
Value IP PTZ | DS-2DE7184-AE | Outdoor PTZ, 2.0M/1080P, H264, 20X Optical Zoom, Day/Night, Integrated IR, IP66, Heater, HiPoE/24VAC | PTZ IR IP66 2MP 20X DN POE | EOL - Preparation | 1629 | No | 816783017223 | 14 | 20 | 11 | 11
Value IP PTZ | DS-2DE7230IW-AE | Outdoor PTZ Dome, 2MP w/30X lens, 150m IR, Basic Smart Suite Analytics, IP66, HiPoE/24VAC, 40W | PTZ OUT 2MP 30X IR 24VHIPoE | EOL - Preparation | 1693 | No | 813908027594 | 16 | 19 | 11 | 11
Value IP PTZ | DS-2DE7232IW-AE | Outdoor PTZ Dome, 2MP, 32x Optical Zoom, 150m IR, H.265+, Smart Detection, Smart Tracking, 120dB WDR, EIS, Defog, IP66, IK10, Hi-PoE/24VAC, 54W | PTZ 2MP32X 150mIR HiPoE54W | Released | 1693 | No | 842571117219 | 15 | 20 | 11 | 11
Value IP PTZ | DS-2DE7330IW-AE | Outdoor PTZ Dome, 3MP, 30X lens, 150m IR, Basic Smart Suite Analytics, IP66, HiPoE/24VAC, 40W | PTZ OUT 3MP 30X 150mIR 24V/PoE | Released | 1780 | No | 842571103298 | 15 | 19 | 11 | 11
Value IP PTZ | DS-2DE7430IW-AE | Outdoor PTZ Dome, 4MP, 30X lens, 150m IR, Basic Smart Suite Analytics, IP66, HiPoE/24VAC, 40W | PTZ OUT 4MP 30X 150mIR 24V/PoE | Released | 1954 | No | 842571103328 | 16 | 19 | 11 | 11
Value IP PTZ | DS-2DE7530IW-AE | Outdoor PTZ Dome, 5MP, 30X lens, 150m IR, Basic Smart Suite Analytics, IP66, HiPoE/24VAC, 40W | PTZ OUT 5MP 30X 150mIR 24V/PoE | Released | 2063 | No | 842571103335 | 12 | 19 | 11 | 11
Smart Pro PTZ | DS-2DF5232X-AE3 | Indoor PTZ Dome, 2MP, 32x Optical Zoom, H.265+, Smart Detection, 120dB WDR, EIS, Defog, Hi-PoE/24VAC, 60W | PTZ O 2MP 32X H265+ PoE+/24V | Released | 2217 | No | 842571108545 | 15 | 19 | 13 | 13
Smart Pro PTZ | DS-2DF5232X-AEL | Outdoor PTZ Dome, 2MP, 32x Optical Zoom, H.265+, Smart Detection, 120dB WDR, EIS, Defog, IP66, Hi-PoE/24VAC, 60W | PTZ O 2MP 32X H265+ PoE+/24V | Released | 2348 | No | 842571110036 | 13 | 19 | 13 | 13
Smart Pro PTZ | DS-2DF5276-AE3 | Indoor PTZ, Surface/Recessed Ceiling, 1.3M/720P, H264, 30X Optical Zoom, Day/Night, Smart Tracking, HiPoE/24VAC | PTZ IN SURFREC1.3 30X SMART | EOL - Preparation | 1824 | No | 816783016134 | 13 | 19 | 12 | 12
Smart Pro PTZ | DS-2DF5286-AE3 | Indoor PTZ, Surface /Recessed Ceiling, 2M/1080P, H264, 30X Optical Zoom, Day/Night, Smart Tracking, HiPoE/24VAC | PTZINSURF REC 2MP 30X SMART | EOL - Preparation | 2259 | No | 816783016158 | 13 | 19 | 12 | 12
Smart Pro PTZ | DS-2DF5286-AEL | Outdoor PTZ, 2.0M/1080P, H264, 30X Optical Zoom, Day/Night, Smart Tracking, IP66, Heater, PoE+/24VAC | PTZ IP66 2MP 30X DN SMART | EOL - Preparation | 2390 | No | 816783016165 | 13 | 19 | 12 | 12
Smart Pro PTZ | DS-2DF6225X-AEL | Outdoor PTZ Dome, 2MP, Darkfighter, 25x Optical Zoom, H.265+, Smart Detection, 150m IR, 120dB WDR, EIS, Defog, IP67/IK10, Hi-PoE/24VAC, 60W | PTZ O 2MP 25X H265+ PoE+/24V | EOL - Preparation | 2389 | No | 842571109450 | 21 | 20 | 13 | 13
Smart Pro PTZ | DS-2DF6236-AEL | Outdoor PTZ, 2.0M/1080p, DarkFighter, H264, 36X Optical Zoom, Day/Night, 120dB WDR, Smart Tracking, IP66, Heater, HiPoE/24VAC (Includes HiPoE Injector) | PTZ O 2MP36X 120DB WDR HiPoE | EOL - Preparation | 2825 | No | 813908024364 | 16 | 20 | 13 | 13
Smart Pro PTZ | DS-2DF6236V-AEL | Outdoor PTZ, 2MP/1080p30, H264, 36X Optical Zoom, Day/Night, Smart Tracking, IP66, Heater, PoE+/24VAC | 2MP PTZ O 36X DN HiPoE | EOL - Preparation | 2825 | No | 813908020069 | 13 | 20 | 13 | 13
Smart Pro PTZ | DS-2DF6A236X-AEL | Outdoor PTZ Dome, 2MP, Darkfighter, 36x Optical Zoom, H.265+, Smart Detection, 120dB WDR, Defog, IP67/IK10, Hi-PoE/24VAC, 60W | PTZOUT 2M36X H265+ Hi-PoE24V | Released | 3000 | No | 842571117288 | 19 | 20 | 13 | 13
Smart Pro PTZ | DS-2DF6A436X-AEL | Outdoor PTZ Dome, 4MP, Darkfighter, 36x Optical Zoom, H.265+, Smart Detection, 120dB WDR, Defog, IP67/IK10, Hi-PoE/24VAC, 60W | PTZ 8MP DF 36x DF IP67 24V | Released | 3500 | No | 842571117264 | 22 | 20 | 13 | 13
Smart Pro PTZ | DS-2DF6A836X-AEL | Outdoor PTZ Dome, 8MP, Darkfighter, 36x Optical Zoom, H.265+, Smart Detection, 120dB WDR, Defog, IP67/IK10, Hi-PoE/24VAC, 60W | PTZ 8MP DF 36x DF IP67 24V | Released | 4783 | No | 842571117226 | 19 | 20 | 13 | 13
Smart Pro PTZ | DS-2DF7232IX-AELW | Outdoor PTZ Dome, 2MP, 32x Optical Zoom, H.265+, Smart Detection, 150m IR, Wiper, 120dB WDR, EIS, Defog, IP66, Hi-PoE/24VAC, 60W | PTZ OUT 2MP32X H265+PoE+/24V | Released | 2826 | No | 842571110098 | 18 | 21 | 13 | 13
Smart Pro PTZ | DS-2DF8225IH-AELW | Outdoor PTZ Dome, 2MP, DarkfighterX, 25x Optical Zoom, 200m IR, Wiper, Smart Detection, Smart Tracking, DWDR, Rapid Focus, IP66, Hi-PoE-50W/24VAC-68W | PTZ O 2MP DFX 25X H265+ PoE+ | Released | 4283 | No | 842571110081 | 26 | 27 | 13 | 13
Smart Pro PTZ | DS-2DF8236I5W-AELW | Outdoor PTZ Dome, 2MP, 36X lens, Smart Suite Analytics, 500m Laser IR, IP66/IK10, PoE/24VAC, 60W | PTZOUT2MP 36X 500mIR 24V/PoE | EOL - Preparation | 4998 | No | 842571100648 | 25 | 23 | 13 | 13
Smart Pro PTZ | DS-2DF8236I5X-AELW | Outdoor PTZ Dome, 2MP, 36X lens, Smart Suite Analytics, 500m Laser IR, IP66/IK10, PoE/24VAC, 60W | PTZ O 2MP 36X 500mIR 24V/PoE | Released | 5413 | No | 842571111033 | 25 | 13 | 23 | 13
Smart Pro PTZ | DS-2DF8236I-AEL | Outdoor PTZ, 2.0M/1080p, DarkFighter, H264, 36X Optical Zoom, Day/Night, 120dB WDR, Smart Tracking, Integrated IR to 200m, IP66, Heater, HiPoE/24VAC (Includes HiPoE Injector) | PTZ O 2MP36X 120DB IR HiPoE | EOL - Preparation | 3260 | No | 813908023176 | 25 | 23 | 13 | 13
Smart Pro PTZ | DS-2DF8236IX-AELW | Outdoor PTZ Dome, 2MP, Darkfighter, 36x Optical Zoom, 200m IR, Wiper, Smart Detection, 120dB WDR, EIS, Defog, IP66, Hi-PoE/24VAC, 60W | PTZ O 2MP DF 36X H265+ PoE+ | Released | 3261 | No | 842571109658 | 23 | 23 | 13 | 13
Smart Pro PTZ | DS-2DF8250I5X-AELW | Outdoor PTZ Dome, 2MP, 50x Optical Zoom, Optical Image Stabilization, 500m IR, Wiper, Smart Detection, 120dB WDR, Defog, IP66, Hi-PoE/24VAC, 60W | PTZ O 2MP 50X OIS H265+ PoE+ | Released | 5435 | No | 842571110074 | 24 | 23 | 13 | 13
Smart Pro PTZ | DS-2DF8336IV-AEL | Outdoor PTZ, 3.0M, 20fps H264, 30X Optical Zoom, Day/Night, Smart Tracking, Integrated IR to 200m, IP66, Heater, PoE+/HiPoE/24VAC | 3MP PTZ O 36X DN IR HiPoE | EOL - Preparation | 4346 | No | 813908020816 | 22 | 23 | 13 | 13
Smart Pro PTZ | DS-2DF8436I5X-AELW | Outdoor PTZ Dome, 4MP, 36x Optical Zoom, 500m Laser IR, Wiper, Smart Detection, EIS, Defog, IP66, Hi-PoE/24VAC, 60W | PTZ OUT2MP36X 500mIR 24V/PoE | Released | 5652 | No | 842571117295 | 24 | 23 | 13 | 13
Smart Pro PTZ | DS-2DF8436IX-AELW | Outdoor PTZ Dome, 4MP, Darkfighter, 36x Optical Zoom, 200m IR, Wiper, Smart Detection, EIS, Defog, IP66, Hi-PoE/24VAC, 60W | PTZ O 4MP DF 36X H265+ PoE+ | Released | 4054 | No | 842571111880 | 22 | 23 | 13 | 13
Smart Pro PTZ | DS-2DF8836I5X-AELW | Outdoor Darkfighter PTZ Dome, 4K, 36X Optical Zoom, Rapid Focus, 500m Laser IR, Smart Detection, Smart Tracking, H.265+, IP66, PoE+ 50W/24VAC 60W | PTZ O 4K DF 36X 500MIR PoE+ | Released | 7172 | No | 842571108491 | 25 | 23 | 13 | 13
Smart Pro PTZ | DS-2DF8836IX-AELW | Outdoor Darkfighter PTZ Dome, 4K, 36x Optical Zoom, Rapid Focus, 200m IR, Wiper, Smart Detection, Smart Tracking, H.265+, IP66, PoE+ 50W/24VAC 60W | PTZ OUT 4K DF 36X H265+ PoE+ | Released | 5433 | No | 842571110067 | 26 | 23 | 13 | 13
PanoVu | DS-2DP0818ZIX-D | 10MP (5x 2MP), Panoramic + PTZ, 5mm, 30fps, 180 degrees, DarkFighter, Optical WDR, MicroSD, Audio Alarm IP66, 36 VDC | PV 180 5x2MPx5mm36x PTZ IP66 | Released | 5862 | No | 842571114812 | 49 | 24 | 19 | 19
PanoVu | DS-2DP1636Z-D | PanoVu 16MP (8x2MPx5mm) 360° Panoramic camera with 2MP PTZ, 36x zoom and 3D Positioning, Smart Suite Analytics, IP66, 36VDC PS Incl., 120W | PV 360 8x2MPx5mm36x PTZ IP66 | EOL - Preparation | 11302 | No | 813908029840 | 44 | 22 | 17 | 19
PanoVu | DS-2DP1636ZIX-D | 18MP (9x 2MP), Panoramic + PTZ, 5mm, 30fps, 360 degrees, DarkFighter, Optical WDR, MicroSD, Audio Alarm IP66, 36 VDC | PV 360 8x2MPx5mm36x PTZ IP66 | Released | 6810 | No | 842571114805 | 60 | 26 | 21 | 21
Smart Pro | DS-2DT6223-AELY | Outdoor PTZ, 2.0M/1080p, Stainless Steel, DarkFighter, H264, 23X Optical Zoom, Day/Night, 120dB WDR, Smart Tracking, IP66, Heater, HiPoE/24VAC (Includes HiPoE Injector) | PTZ OUT SS 2MP 23X WDR HiPoE | Released | 5433 | No | 813908024302 | 25 | 23 | 13 | 14
Smart Pro PTZ | DS-2DY3220IW-DE | Outdoor Upright Wall Mount PTZ, 2MP, 20x lens, 100m IR, PTZ Suite Analytics, IP66, PoE+/12VDC, 19W | UPTZ 2MP 20x WM 100mIR 12V/PoE | Released | 1302 | No | 842571103984 | 12 | 9 | 15 | 12
Smart Pro PTZ | DS-2DY3220IW-DE4 | Outdoor Upright Pedestal Mount PTZ, 2MP, 20x lens, 100m IR, PTZ Suite Analytics, IP66, PoE+/12VDC, 19W | UPTZ2MP 20x PM100mIR 12V/PoE | Released | 1302 | No | 842571103991 | 11 | 9 | 15 | 12
Smart Pro PTZ | DS-2DY5223IW-AE | Outdoor Compact Upright PTZ , 2MP, DarkFighter, 23x OpticaL Zoom, 150m IR, IP66, HiPoE/24VAC, 45W | UPTZ 2MP DF 23x DN 150mIR 24V | Released | 3150 | No | 813908027624 | 20 | 12 | 16 | 15
Smart Pro PTZ | DS-2DY9188-A | Outdoor Upright PTZ , 2MP, DarkFighter, 36x OpticaL Zoom, IP66, 24VAC, 60W | UPTZ 2MP DF 36x DN IP66 24V/60 | Released | 5215 | No | 813908027631 | 43 | 9 | 24 | 24
Smart Pro PTZ | DS-2DY9188-AI2 | Outdoor Upright PTZ , 2MP, DarkFighter, 36x OpticaL Zoom, 200m IR, IP66, 24VAC, 60W | UPTZ 2MP DF 36x DN 200mIR 24V | Released | 6085 | No | 813908027648 | 37 | 9 | 24 | 24
Smart Pro PTZ | DS-2DY9236I8X-A | Outdoor Upright PTZ, 2MP Darkfighter, 36x OpticaL Zoom, 800m Laser IR, Smart Suite Analytics, H.265+, IP66, 24VAC, 110W | UPTZ 2MP DF 36x 800mIR 24V | Released | 7607 | No | 842571117530 | 46 | 14 | 25 | 24
Smart Pro PTZ | DS-2DY9236X-A | Outdoor Upright PTZ, 2MP Darkfighter, 36x OpticaL Zoom, Smart Suite Analytics, H.265+, IP66, 24VAC, 70W | UPTZ 2MP DF 36x DF IP66 24V | Released | 5652 | No | 842571117509 | 31 | 9 | 24 | 24
Smart Pro PTZ | DS-2DY9250IAX-A | Outdoor Upright PTZ , 2MP, 50x OpticaL Zoom, Optical Image Stabilization, 1000m Laser IR, H.265+, IP66, 24VAC, 110W | UPTZ 2MP 50x OIS 1000mIR 24V | Released | 12609 | No | 842571110111 | 36 | 14 | 25 | 24
Smart Pro PTZ | DS-2DY9250X-A | Outdoor Upright PTZ , 2MP, 50x OpticaL Zoom, Optical Image Stabilization, H.265+, IP66, 24VAC, 70W | UPTZ2MP 50x OIS DN H265+ 24V | Released | 6957 | No | 842571110104 | 37 | 9 | 24 | 24
Other accessories | DS-2FP2020 | External Microphone, 70m2/360°, 60dB S/N, 600W output, 3-wire, PVC, 12VDC, 25mA | Microphone, 60dB | Released | 70 | No | 842571117547 | 1 | 2 | 4 | 4
Other accessories | DS-2FP4021-B | External Microphone, 60m2/360°, 75dB S/N, 600W output, 3-wire, Aluminum Alloy, 12VDC, 45mA | Microphone, 75dB | Released | 433 | No | 842571118742 | 1 | 2 | 3 | 3
PanoVu | DS-2PT3326IZ-DE3 | 8MP (4x 2MP), 2.8-12mm, 2mm, 30fps, 360 degrees, PanoVu Mini, Panoramic + PTZ, H.265, Day/Night, DWDR, Indoor, MicroSD, Audio, PoE+, TVS 2000V | Panovu mini Indoor 8MP MULTI | Released | 1063 | No | 842571108262 | 3 | 8 | 9 | 9
PanoVu | DS-2PT5326IZ-DE | 8MP (4x 2MP), 5-50mm, 4mm, 30fps, 240 degrees, PanoVu Mini, Panoramic + PTZ, H.265, Day/Night, DWDR, Outdoor, MicroSD, Audio, PoE+, IP66, TVS 2000V | Panovu Outdoor 8MP MULTI | Released | 1848 | No | 842571113389 | 13 | 14 | 28 | 14
Thermal | DS-2TD1217-2/V1 | Network bi-spectrum thermal Turret, 160x120 thermal, 1/2.8" CMOS , 2mm thermal lens, intrusion and line cross, temperature exception alarm, fire detection, bi-spectrum image fusion, Audio & Alarm I/O, Open-ended API, Power in DC12V or PoE, IP67 | BiThermalTurret160 2mmIP67 | Released | 966 | No | 842571125276 | 2 | 6 | 10 | 9
Thermal | DS-2TD1217-3/V1 | Network bi-spectrum thermal Turret, 160x120, 1/2.8" CMOS, 3mm thermal lens, intrusion and line cross, temperature exception alarm, fire detection, bi-spectrum image fusion, Audio & Alarm I/O, Open-ended API, Power in DC12V or PoE(802.3at), IP67 | DualThermalTurret160PoE+3mm | Released | 966 | No | 842571125115 | 3 | 6 | 10 | 9
Thermal | DS-2TD1217-6/V1 | Network bi-spectrum thermal Turret, 160x120 thermal, 1/2.8" CMOS , 6mm thermal lens, intrusion and line cross, temperature exception alarm, fire detection, bi-spectrum image fusion, Audio & Alarm I/O, Open-ended API, Power in DC12V or PoE, IP67 | DualThermalTurret160PoE+6mm | Released | 966 | No | 842571125108 | 7 | 6 | 10 | 9
Thermal | DS-2TD2117-3/V1 | Network thermal bullet, 160x120, 3mm lens, intrusion and line cross, temperature exception alarm, fire detection, Audio & Alarm I/O, Open-ended API, Power in DC12V or PoE(802.3at), IP66 | TI Bullet 160 3mm PoE+ IP66 | Released | 810 | No | 842571126372 | 6 | 7 | 16 | 8
Thermal | DS-2TD2117-6/V1 | Network thermal bullet, 160x120, 6mm lens, intrusion and line cross, temperature exception alarm, fire detection, Audio & Alarm I/O, Open-ended API, Power in DC12V or PoE(802.3at), IP66 | TI Bullet 160 6mm PoE+ IP66 | Released | 810 | No | 842571125122 | 6 | 6 | 16 | 8
Thermal | DS-2TD2136-10/V1 | Outdoor network thermal bullet, 384x288, 10mm lens, intrusion and line cross, temperature exception alarm, fire detection, audio in/out, 24VAC/12VDC/HiPoE, 20W, human/Vehicle detection | TI Bullet384V1 10mmPoE+20W | Released | 3447 | No | 842571128376 | 6 | 7 | 16 | 8
Thermal | DS-2TD2136-15 | Outdoor network thermal bullet, 384x288, 15mm lens, intrusion and line cross, temperature exception alarm, fire detection, audio in/out, 24VAC/12VDC/HiPoE, 18W | TI Bullet 384 15mm PoE+ 18W | EOL - Preparation | 3447 | No | 842571100709 | 6 | 6 | 15 | 6
Thermal | DS-2TD2136-15/V1 | Outdoor network thermal bullet, 384x288, 15mm lens, intrusion and line cross, temperature exception alarm, fire detection, audio in/out, 24VAC/12VDC/HiPoE, 20W, Human/vehicle detection | TI Bullet384V1 15mmPoE+20W | Released | 3447 | No | 842571128383 | 6 | 7 | 16 | 8
Thermal | DS-2TD2136-25 | Outdoor network thermal bullet, 384x288, 25mm lens, intrusion and line cross, temperature exception alarm, fire detection, audio in/out, 24VAC/12VDC/HiPoE, 18W | TI Bullet 384 25mm PoE+ 18W | EOL - Preparation | 3791 | No | 842571100716 | 6 | 6 | 15 | 6
Thermal | DS-2TD2136-25/V1 | Outdoor network thermal bullet, 384x288, 25mm lens, intrusion and line cross, temperature exception alarm, fire detection, audio in/out, 24VAC/12VDC/HiPoE, 18W, human/Vehicle detection | TI Bullet384V1 25mmPoE+18W | Released | 3791 | No | 842571128390 | 7 | 7 | 16 | 8
Thermal | DS-2TD2136-35 | Outdoor network thermal bullet, 384x288, 35mm lens, intrusion and line cross, temperature exception alarm, fire detection, audio in/out, 24VAC/12VDC/HiPoE, 18W | TI Bullet 384 35mm PoE+ 18W | EOL - Preparation | 4660 | No | 842571103212 | 6 | 2 | 15 | 6
Thermal | DS-2TD2136-35/V1 | Outdoor network thermal bullet, 384x288, 35mm lens, intrusion and line cross, temperature exception alarm, fire detection, audio in/out, 24VAC/12VDC/HiPoE, 18W, human/vehicle detection | TI Bullet384V1 35mmPoE+18W | Released | 4660 | No | 842571128406 | 7 | 7 | 16 | 8
Thermal | DS-2TD2136-7 | Outdoor network thermal bullet, 384x288, 7mm lens, intrusion and line cross, temperature exception alarm, fire detection, audio in/out, 24VAC/12VDC/HiPoE, 18W | TI Bullet 384 7mm PoE+ 20W | EOL - Preparation | 3826 | No | 842571110203 | 5 | 7 | 16 | 7
Thermal | DS-2TD2136-7/V1 | Outdoor network thermal bullet, 384x288, 7mm lens, intrusion and line cross, temperature exception alarm, fire detection, audio in/out, 24VAC/12VDC/HiPoE, 20W, humna/vehicle detection | TI Bullet384V1 7mmPoE+20W | Released | 3826 | No | 842571125467 | 6 | 6 | 16 | 8
Thermal | DS-2TD2136T-10 | Outdoor network Accurate Temperature thermal bullet, 384x288, 10mm lens, intrusion and line cross, temperature exception alarm, fire detection, audio in/out, 24VAC/12VDC/Hi-PoE, 20W | TI Bullet AT 384 10mm PoE+ | Released | 4826 | No | 842571109665 | 5 | 7 | 16 | 7
Thermal | DS-2TD2136T-15 | Outdoor network Accurate Temperature thermal bullet, 384x288, 15mm lens, intrusion and line cross, temperature exception alarm, fire detection, audio in/out, 24VAC/12VDC/Hi-PoE, 20W | TI Bullet AT 384 15mm PoE+ | Released | 4826 | No | 842571110159 | 5 | 7 | 16 | 7
Thermal | DS-2TD2136T-25 | Outdoor network Accurate Temperature thermal bullet, 384x288, 25mm lens, intrusion and line cross, temperature exception alarm, fire detection, audio in/out, 24VAC/12VDC/Hi-PoE, 20W | TI Bullet AT 384 25mm PoE+ | Released | 5119 | No | 842571117554 | 6 | 7 | 16 | 8
Thermal | DS-2TD2166-15/V1 | Outdoor network thermal bullet, 640x512, 15mm lens, intrusion and line cross, temperature exception alarm, fire detection, audio in/out, 24VAC/12VDC/HiPoE, 22W | TI Bullet640V1 15mmPoE+22W | Released | 6722 | No | 842571128413 | 6 | 7 | 16 | 8
Thermal | DS-2TD2166-25 | Outdoor network thermal bullet, 640x512, 25mm lens, intrusion and line cross, temperature exception alarm, fire detection, audio in/out, 24VAC/12VDC/HiPoE, 18W | TI Bullet 640 25mm PoE+ 18W | EOL - Preparation | 6722 | No | 842571100983 | 4 | 6 | 15 | 6
Thermal | DS-2TD2166-25/V1 | Outdoor network thermal bullet, 640x512, 25mm lens, intrusion and line cross, temperature exception alarm, fire detection, audio in/out, 24VAC/12VDC/HiPoE, 22W, human/Vehicle Detection | TI Bullet640V1 25mmPoE+18W | Released | 6722 | No | 842571128420 | 6 | 7 | 16 | 8
Thermal | DS-2TD2166-35 | Outdoor network thermal bullet, 640x512, 35mm lens, intrusion and line cross, temperature exception alarm, fire detection, audio in/out, 24VAC/12VDC/HiPoE, 18W | TI Bullet 640 35mm PoE+ 18W | EOL - Preparation | 7929 | No | 842571100990 | 4 | 6 | 15 | 6
Thermal | DS-2TD2166-35/V1 | Outdoor network thermal bullet, 640x512, 35mm lens, intrusion and line cross, temperature exception alarm, fire detection, audio in/out, 24VAC/12VDC/HiPoE, 22W, human/vehicle detection | TI Bullet640V1 35mmPoE+22W | Released | 7929 | No | 842571128437 | 6 | 7 | 16 | 8
Thermal | DS-2TD2166-7 | Outdoor network thermal bullet, 640x512, 7mm lens, intrusion and line cross, temperature exception alarm, fire detection, audio in/out, 24VAC/12VDC/HiPoE, 18W | TI Bullet 640 7mm PoE+ 18W | EOL - Preparation | 9826 | No | 842571110210 | 6 | 7 | 16 | 7
Thermal | DS-2TD2166-7/V1 | Outdoor network thermal bullet, 640x512, 7mm lens, intrusion and line cross, temperature exception alarm, fire detection, audio in/out, 24VAC/12VDC/HiPoE, 22W, human/vehicle detection | TI Bullet640V1 7mmPoE+22W | Released | 9826 | No | 842571128444 | 7 | 7 | 16 | 8
Thermal | DS-2TD2166T-15 | Outdoor network Accurate Temperature thermal bullet, 640x512, 15mm lens, intrusion and line cross, temperature exception alarm, fire detection, audio in/out, 24VAC/12VDC/Hi-PoE, 20W | TIBulletAT 640 15mm PoE+ 20W | Released | 7757 | No | 842571110128 | 11 | 7 | 16 | 7
Thermal | DS-2TD2166T-25 | Outdoor network Accurate Temperature thermal bullet, 640x512, 25mm lens, intrusion and line cross, temperature exception alarm, fire detection, audio in/out, 24VAC/12VDC/Hi-PoE, 20W | TIBulletAT 640 25mm PoE+ 20W | Released | 7757 | No | 842571110135 | 5 | 7 | 16 | 7
Thermal | DS-2TD2235D-25 | Outdoor dual sensor thermal network camera, 384x288 - 25mm lens, 2MP Day/Night, Darkfighter - 23mm lens, 120m IR, Smart Suite Analytics, IP66, 24VAC, 40W | DUAL TI 384 35mm/2MP 23mm | EOL - Preparation | 7824 | No | 813908029116 | 16 | 6 | 7 | 16
Thermal | DS-2TD2235D-50 | Outdoor dual sensor thermal network camera, 384x288 - 25mm lens, 2MP Day/Night, Darkfighter - 40mm lens, 120m IR, Smart Suite Analytics, IP66, 24VAC, 40W | DUAL TI 384 50mm/2MP 40mm | EOL - Preparation | 7947 | No | 813908029123 | 21 | 6 | 7 | 16
Thermal | DS-2TD2336-100 | Outdoor network thermal bullet, 384x288, 100mm lens, intrusion and line cross, temperature exception alarm, fire detection, audio in/out, 24VAC/12VDC, 22W | TI Bullet 384 100mm | Released | 10860 | No | 842571110234 | 19 | 18 | 21 | 11
Thermal | DS-2TD2336-50 | Outdoor network thermal bullet, 384x288, 50mm lens, intrusion and line cross, temperature exception alarm, fire detection, audio in/out, 24VAC/12VDC, 22W | TI Bullet 384 50mm | Released | 7498 | No | 842571108255 | 18 | 18 | 21 | 11
Thermal | DS-2TD2336-75 | Outdoor network thermal bullet, 384x288, 75mm lens, intrusion and line cross, temperature exception alarm, fire detection, audio in/out, 24VAC/12VDC, 22W | TI Bullet 384 75mm | Released | 9309 | No | 842571108248 | 19 | 18 | 26 | 11
Thermal | DS-2TD2366-100 | Outdoor network thermal bullet, 640x512, 100mm lens, intrusion and line cross, temperature exception alarm, fire detection, audio in/out, 24VAC/12VDC, 22W | TI Bullet 640 100mm | Released | 13964 | No | 842571110173 | 26 | 18 | 21 | 11
Thermal | DS-2TD2366-50 | Outdoor network thermal bullet, 640x512, 50mm lens, intrusion and line cross, temperature exception alarm, fire detection, audio in/out, 24VAC/12VDC, 22W | TI Bullet 640 50mm | Released | 10516 | No | 842571110050 | 26 | 18 | 21 | 11
Thermal | DS-2TD2366-75 | Outdoor network thermal bullet, 640x512, 75mm lens, intrusion and line cross, temperature exception alarm, fire detection, audio in/out, 24VAC/12VDC, 22W | TI Bullet 640 75mm | Released | 12412 | No | 842571110166 | 19 | 18 | 21 | 11
Thermal | DS-2TD2466-25Y | Outdoor network Stainless Steel thermal bullet, 640x512, 25mm lens, intrusion and line cross, temperature exception alarm, fire detection, audio in/out, 24VAC/12VDC/Hi-PoE, 24W | TI Bullet SS 640 25mm | Released | 13791 | No | 842571110142 | 38 | 20 | 22 | 14
Thermal | DS-2TD2466-50Y | Outdoor network Stainless Steel thermal bullet, 640x512, 50mm lens, intrusion and line cross, temperature exception alarm, fire detection, audio in/out, 24VAC/12VDC/Hi-PoE, 24W | TI BulletSS 640 50mm | Released | 15343 | No | 842571110227 | 37 | 20 | 22 | 14
Thermal | DS-2TD2615-10 | Outdoor dual sensor thermal network camera, 160x120 - 10mm lens, 2MP Day/Night, Darkfighter - 8mm lens, IR, Smart Suite Analytics, IP66, 24VAC, 12VDC, Hi-PoE, 20W | DUAL TI 160 10mm/2MP 8mm | EOL - Preparation | 2412 | No | 842571117592 | 5 | 6 | 16 | 8
Thermal | DS-2TD2617-3/V1 | Network bi-spectrum thermal bullet, 160x120, 1/2.8" CMOS, 3mm thermal lens, intrusion and line cross, temperature exception alarm, fire detection, bi-spectrum image fusion, Audio & Alarm I/O, Open-ended API, Power in DC12V or PoE(802.3at), IP66 | DUAL TI Bullet 160 3mm PoE+ | Released | 966 | No | 842571125283 | 6 | 6 | 16 | 8
Thermal | DS-2TD2617-6/V1 | Network bi-spectrum thermal bullet, 160x120, 1/2.8" CMOS, 6mm thermal lens, intrusion and line cross, temperature exception alarm, fire detection, bi-spectrum image fusion, Audio & Alarm I/O, Open-ended API, Power in DC12V or PoE(802.3at), IP66 | DUAL TI Bullet 160 6mm PoE+ | Released | 966 | No | 842571125139 | 6 | 6 | 16 | 8
Thermal | DS-2TD2636-10 | Outdoor dual sensor thermal network camera, 384x288 - 10mm lens, 2MP Day/Night, Darkfighter - 6mm lens, IR, Smart Suite Analytics, IP66, 24VAC, 12VDC, Hi-PoE, 20W | DUAL TI 384 10mm/2MP 6mm | Released | 4653 | No | 842571117561 | 5 | 6 | 16 | 8
Thermal | DS-2TD2636-15 | Outdoor dual sensor thermal network camera, 384x288 - 15mm lens, 2MP Day/Night, Darkfighter - 8mm lens, IR, Smart Suite Analytics, IP66, 24VAC, 12VDC, Hi-PoE, 20W | DUAL TI 384 15mm/2MP 8mm | Released | 4653 | No | 842571117578 | 5 | 6 | 16 | 8
Thermal | DS-2TD2836-25 | Outdoor dual sensor thermal network camera, 384x288 - 25mm lens, 2MP Day/Night, Darkfighter - 13mm lens, IR, Smart Suite Analytics, IP66, 24VAC, 12VDC, Hi-PoE, 22W | DUAL TI 384 25mm 2MP 13mm | EOL - Preparation | 5343 | No | 842571117608 | 19 | 18 | 21 | 11
Thermal | DS-2TD2836-25/V1 | Outdoor dual sensor thermal network camera V1, 384x288 - 25mm lens, 2MP Day/Night, Darkfighter - 13mm lens, IR, Smart Suite Analytics, IP66, 24VAC, 12VDC, Hi-PoE, 22W | DUAL TI 384V1 25mm2MP13mm | Released | 5343 | No | 842571128499 | 21 | 20 | 22 | 12
Thermal | DS-2TD2836-50 | Outdoor dual sensor thermal network camera, 384x288 - 50mm lens, 2MP Day/Night, Darkfighter - 25mm lens, IR, Smart Suite Analytics, IP66, 24VAC, 12VDC, Hi-PoE, 22W | DUAL TI 384 50mm 2MP 25mm | EOL - Preparation | 7757 | No | 842571117615 | 19 | 18 | 21 | 11
Thermal | DS-2TD2836-50/V1 | Outdoor dual sensor thermal network camera V1, 384x288 - 50mm lens, 2MP Day/Night, Darkfighter - 25mm lens, IR, Smart Suite Analytics, IP66, 24VAC, 12VDC, Hi-PoE, 22W | DUAL TI 384 50mm2MP25mm | Released | 7757 | No | 842571128505 | 22 | 20 | 22 | 12
Thermal | DS-2TD2866-25 | Outdoor dual sensor thermal network camera, 640x512 - 25mm lens, 2MP Day/Night, Darkfighter - 7mm lens, IR, Smart Suite Analytics, IP66, 24VAC, 12VDC, Hi-PoE, 22W | DUAL TI 640 25mm 2MP 7mm | EOL - Preparation | 8447 | No | 842571112788 | 20 | 11 | 22 | 17
Thermal | DS-2TD2866-25/V1 | Outdoor dual sensor thermal network camera, 640x512 - 25mm lens, 2MP Day/Night, Darkfighter - 7mm lens, IR, Smart Suite Analytics, IP66, 24VAC, 12VDC, Hi-PoE, 22W | DUAL TI 640 25mm 2MP 7mm | Released | 8447 | No | 842571128147 | 21 | 20 | 22 | 12
Thermal | DS-2TD2866-50 | Outdoor dual sensor thermal network camera, 640x512 - 50mm lens, 2MP Day/Night, Darkfighter - 13mm lens, IR, Smart Suite Analytics, IP66, 24VAC, 12VDC, Hi-PoE, 22W | DUAL TI 640 50mm 2MP 13mm | EOL - Preparation | 11205 | No | 842571117622 | 19 | 18 | 21 | 11
Thermal | DS-2TD2866-50/V1 | Outdoor dual sensor thermal network camera, 640x512 - 50mm lens, 2MP Day/Night, Darkfighter - 13mm lens, IR, Smart Suite Analytics, IP66, 24VAC, 12VDC, Hi-PoE, 22W | DUAL TI 640 50mm 2MP 13mm | Released | 11205 | No | 842571128161 | 22 | 20 | 22 | 12
Thermal | DS-2TD4035D-25 | Outdoor dual sensor network PTZ, 384x288 - 25mm lens, 2MP Day/Night - 30x zoom, 150m IR, Smart Suite Analytics, IP66, 24VAC, 60W | DUAL TI 384 35mm 2MP 30x | EOL - Preparation | 8619 | No | 813908029130 | 26 | 14 | 11 | 11
Thermal | DS-2TD4035D-50 | Outdoor dual sensor network PTZ, 384x288 - 50mm lens, 2MP Day/Night - 30x zoom, 150m IR, Smart Suite Analytics, IP66, 24VAC, 60W | DUAL TI 384 50mm 2MP 30x | EOL - Preparation | 10860 | No | 813908029147 | 25 | 14 | 11 | 11
Thermal | DS-2TD4136-25 | Outdoor dual sensor network PTZ, 384x288 - 25mm lens, 2MP Darkfighter 36x zoom, 200m IR, Smart Suite Analytics, IP66, 24VAC, 60W | DUAL TI 384 25mm/2MP 36x | EOL - Preparation | 9009 | No | 842571112122 | 26 | 14 | 11 | 11
Thermal | DS-2TD4136-25/V2 | Outdoor dual sensor network PTZ, 384x288 - 25mm lens, 2MP Darkfighter 36x zoom, 200m IR, Smart Suite Analytics, IP66, 24VAC, 60W, human/vehicel detection | DUAL TI384V2 25mm/2MP36x | Released | 9009 | No | 842571128451 | 26 | 23 | 13 | 13
Thermal | DS-2TD4136-50 | Outdoor dual sensor network PTZ, 384x288 - 50mm lens, 2MP Darkfighter 36x zoom, 200m IR, Smart Suite Analytics, IP66, 24VAC, 60W | DUAL TI 384 50mm/2MP 36x | EOL - Preparation | 10860 | No | 842571112115 | 25 | 14 | 11 | 11
Thermal | DS-2TD4136-50/V2 | Outdoor dual sensor network PTZ, 384x288 - 50mm lens, 2MP Darkfighter 36x zoom, 200m IR, Smart Suite Analytics, IP66, 24VAC, 60W | DUAL TI384V2 50mm/2MP36x | Released | 10860 | No | 842571128468 | 26 | 23 | 13 | 13
Thermal | DS-2TD4166-25 | Outdoor Bi-Spectrum network PTZ, 640x512 - 25mm lens, 2MP Day/Night - 36x zoom, 200m IR, Wiper, Smart Detection, Smart Tracking, IP66, 24VAC, 60W | DUAL TI 640 25mm/2MP 36x 24V | EOL - Preparation | 11722 | No | 842571110180 | 26 | 24 | 14 | 14
Thermal | DS-2TD4166-25/V2 | Outdoor Bi-Spectrum network PTZ, 640x512 - 25mm lens, 2MP Day/Night - 36x zoom, 200m IR, Wiper, Smart Detection, Smart Tracking, IP66, 24VAC, 60W | DUAL TI 640 25mm/2MP 36x 24V | Released | 11722 | No | 842571128154 | 26 | 23 | 13 | 13
Thermal | DS-2TD4166-50 | Outdoor Bi-Spectrum network PTZ, 640x512 - 50mm lens, 2MP Day/Night - 36x zoom, 200m IR, Wiper, Smart Detection, Smart Tracking, IP66, 24VAC, 60W | DUAL TI 640 50mm/2MP 36x 24V | EOL - Preparation | 13274 | No | 842571110197 | 26 | 24 | 14 | 14
Thermal | DS-2TD4166-50/V2 | Outdoor Bi-Spectrum network PTZ, 640x512 - 50mm lens, 2MP Day/Night - 36x zoom, 200m IR, Wiper, Smart Detection, Smart Tracking, IP66, 24VAC, 60W | DUAL TI 640 50mm/2MP 36x 24V | Released | 13274 | No | 842571128178 | 26 | 23 | 13 | 13
Thermal | DS-2TD4237-10/V2 | Thermal & Optical Bi-spectrum Network Speed Dome, Thermal(384x288 - 10mm lens), Optical(1920 × 1080 IR Cut filter), IP66, 24VAC | DUAL TI 384 10mm 24V | Released | 6205 | No | 842571124644 | 14 | 20 | 10 | 10
Thermal | DS-2TD4237-25/V2 | Thermal & Optical Bi-spectrum Network Speed Dome, Thermal(384x288 - 25mm lens), Optical(1920 × 1080 IR Cut filter), IP66, 24VAC | DUAL TI 384 25mm 24V | Released | 6550 | No | 842571130096 | 14 | 20 | 10 | 10
Thermal | DS-2TD6135-50B2L | Outdoor dual sensor thermal network camera, 384x288 50mm thermal, 2MP Day/Night Darkfighter 32x optical, 500m IR, PTZ Suite Analytics, Temperature exception alarm, Advanced fire detection, audio in/out, IP66, 24VAC, 120W | DUAL TI 384 50mm/2MP 32x 24V | EOL - Preparation | 16378 | No | 842571100730 | 49 | 23 | 24 | 18
Thermal | DS-2TD6135-75B2L | Outdoor dual sensor thermal network camera, 384x288 75mm thermal, 2MP Day/Night Darkfighter 32x optical, 500m IR, PTZ Suite Analytics, Temperature exception alarm, Advanced fire detection, audio in/out, IP66, 24VAC, 120W | DUAL TI 384 75mm/2MP 32x 24V | EOL - Preparation | 19826 | No | 842571100723 | 49 | 23 | 24 | 18
Thermal | DS-2TD6166-50B2L | Outdoor dual sensor thermal network camera, 640x512 50mm thermal, 2MP Day/Night Darkfighter 32x optical, 500m IR, PTZ Suite Analytics, Temperature exception alarm, Advanced fire detection, audio in/out, IP66, 24VAC, 120W | DUAL TI 640 50mm/2MP 32x 24V | EOL - Preparation | 21550 | No | 842571100747 | 49 | 23 | 24 | 18
Thermal | DS-2TD6166-75B2L | Outdoor dual sensor thermal network camera, 640x512 75mm thermal, 2MP Day/Night Darkfighter 32x optical, 500m IR, PTZ Suite Analytics, Temperature exception alarm, Advanced fire detection, audio in/out, IP66, 24VAC, 120W | DUAL TI 640 75mm/2MP 32x 24V | EOL - Preparation | 24136 | No | 842571100754 | 49 | 23 | 24 | 18
Thermal | DS-2TD6236-50H2L | Outdoor dual sensor thermal network camera, 384x288 50mm thermal, 2MP Day/Night Darkfighter 36x optical, 500m IR, PTZ Suite Analytics, Temperature exception alarm, Advanced fire detection, audio in/out, IP66, 24VAC, 120W | DUAL TI 384 50mm/2MP 36x 24V | EOL - Preparation | 16378 | No | 842571117639 | 50 | 23 | 24 | 18
Thermal | DS-2TD6236-50H2L/V2 | Outdoor dual sensor thermal network camera, 384x288 50mm thermal, 2MP Day/Night Darkfighter 36x optical, 500m IR, PTZ Suite Analytics, Temperature exception alarm, Advanced fire detection, audio in/out, IP66, 24VAC, 120W human/Vehicle detection | V2DUAL TI384 50mm/2MP36x24V | Released | 16378 | No | 842571128345 | 50 | 23 | 24 | 18
Thermal | DS-2TD6236-75C2L | Outdoor dual sensor thermal network camera, 384x288 75mm thermal, 2MP Day/Night Darkfighter 49x optical, 500m IR, PTZ Suite Analytics, Temperature exception alarm, Advanced fire detection, audio in/out, IP66, 24VAC, 120W | DUAL TI 384 75mm/2MP 49x 24V | EOL - Preparation | 19826 | No | 842571114829 | 51 | 23 | 24 | 18
Thermal | DS-2TD6236-75C2L/V2 | Outdoor dual sensor thermal network camera, 384x288 75mm thermal, 2MP Day/Night Darkfighter 49x optical, 500m IR, PTZ Suite Analytics, Temperature exception alarm, Advanced fire detection, audio in/out, IP66, 24VAC, 120W People/Vehicle detection | V2DUAL TI384 75mm/2MP49x24V | Released | 19826 | No | 842571128352 | 60 | 23 | 24 | 18
Thermal | DS-2TD6266-100C2L | Outdoor dual sensor thermal network camera, 640x512 100mm thermal, 2MP Day/Night Darkfighter 49x optical, 500m IR, PTZ Suite Analytics, Temperature exception alarm, Advanced fire detection, audio in/out, IP66, 24VAC, 120W | DUAL TI 640 100mm 2MP 49x | EOL - Preparation | 25860 | No | 842571117646 | 51 | 23 | 24 | 18
Thermal | DS-2TD6266-100C2L/V2 | Outdoor dual sensor thermal network camera V2, 640x512 100mm thermal, 2MP Day/Night Darkfighter 49x optical, 500m IR, PTZ Suite Analytics, Temperature exception alarm, Advanced fire detection, audio in/out, IP66, 24VAC, 120W | DUAL TI 640V2 100mm2MP49x | Released | 25860 | No | 842571128536 | 50 | 23 | 24 | 18
Thermal | DS-2TD6266-50H2L | Outdoor dual sensor thermal network camera, 640x512 50mm thermal, 2MP Day/Night Darkfighter 36x optical, 500m IR, PTZ Suite Analytics, Temperature exception alarm, Advanced fire detection, audio in/out, IP66, 24VAC, 120W | DUAL TI 640 50mm 2MP 49x | EOL - Preparation | 21550 | No | 842571117660 | 50 | 23 | 24 | 18
Thermal | DS-2TD6266-50H2L/V2 | Outdoor dual sensor thermal network camera, 640x512 50mm thermal, 2MP Day/Night Darkfighter 36x optical, 500m IR, PTZ Suite Analytics, Temperature exception alarm, Advanced fire detection, audio in/out, IP66, 24VAC, 120W | DUAL TI 640 50mm 2MP 49x | Released | 21550 | No | 842571128543 | 50 | 23 | 24 | 18
Thermal | DS-2TD6266-75C2L | Outdoor dual sensor thermal network camera, 640x512 75mm thermal, 2MP Day/Night Darkfighter 49x optical, 500m IR, PTZ Suite Analytics, Temperature exception alarm, Advanced fire detection, audio in/out, IP66, 24VAC, 120W | DUAL TI 640 75mm 2MP 49x | EOL - Preparation | 24136 | No | 842571117653 | 51 | 23 | 24 | 18
Thermal | DS-2TD6266-75C2L/V2 | Outdoor dual sensor thermal network camera V2, 640x512 75mm thermal, 2MP Day/Night Darkfighter 49x optical, 500m IR, PTZ Suite Analytics, Temperature exception alarm, Advanced fire detection, audio in/out, IP66, 24VAC, 120W | DUAL TI 640V2 75mm2MP49x | Released | 24136 | No | 842571128550 | 51 | 23 | 24 | 18
Thermal | DS-2TD8166-150ZE2F | Outdoor dual sensor long range thermal network camera, 640x512 resolution with 12.5-775 mm, continuous zoom lens, 2MP Day/Night Darkfighter 62x optical, 500m IR, Onboard Analytics, Temp meas./except. alarm, Fire det., Smart Tracking, IP66, 48VDC | DUAL T640 12-775/2MP 62x 48V | EOL - Preparation | 103447 | No | 842571117677 | 219 | 19 | 23 | 21
Thermal | DS-2TD8166-150ZE2F/V2 | Outdoor dual sensor long range thermal network camera V2, 640x512 resolution with 12.5-775 mm, continuous zoom lens, 2MP Day/Night Darkfighter 62x optical, 500m IR, Onboard Analytics, Temp meas./except. alarm, Fire det., Smart Tracking, IP66, 48VDC | DUAL T640V2 12-775/2MP62x48V | Released | 103447 | No | 842571128529 | 219 | 19 | 23 | 21
Thermal | DS-2TD8166-180ZE2F | Outdoor dual sensor long range thermal network camera, 640x512 resolution with 45-180mm continuous zoom lens, 2MP Day/Night Darkfighter 62x optical, 500m IR, Onboard Analytics, Temp meas./except. alarm, Fire det., Smart Tracking, IP66, 48VDC | DUAL TI 640 45-180/2MP 62x | EOL - Preparation | 120688 | No | 842571113600 | 221 | 19 | 23 | 21
Thermal | DS-2TD8166-180ZE2F/V2 | Outdoor dual sensor long range thermal network camera V2, 640x512 resolution with 45-180mm continuous zoom lens, 2MP Day/Night Darkfighter 62x optical, 500m IR, Onboard Analytics, Temp meas./except. alarm, Fire det., Smart Tracking, IP66, 48VDC | DUAL TI 640V2 45-180/2MP62x | Released | 120688 | No | 842571128512 | 216 | 24 | 33 | 26
Thermal | DS-2TP03-15VM/W | Handheld pistol-grip bi-spectrum thermography inspection camera, 110,592 pixel thermal imager, 2MP color camera, thermal-optical fusion, 3.5" VGA display, 4 hr battery life | Dual TI INSP 384x288 2MP | EOL - Preparation | 8448 | No | 842571124316 | 13 | 16 | 20 | 10
Thermal | DS-2TP23-10VM/W | Handheld pistol-grip bi-spectrum thermography inspection camera, 110,592 pixel thermal imager, 2MP color camera, thermal-optical fusion, 3.5" VGA display, 4 hr battery life | Dual TI INSP 384x288 2MP | Released | 3966 | No | 842571123814 | 9 | 14 | 7 | 9
Thermal | DS-2TP31-3AUF | Handheld pistol-grip thermography inspection camera, 160x120 pixels thermal imager, 320 x 240 2.4" LCD display, 8 hr battery life | HandheldINSP 160x120 2.4"LCD | Released | 1034 | No | 842571126310 | 3 | 4 | 11 | 7
Thermal | DS-2TX3636-15A | Thermal Bullet, 15 mm (24° × 19°), Darkfighter Ultra low light PTZ Linkage Combo , 2MP, 1/1.9" CMOS sensor, 120dB WDR, Optical zoom: 36x, Focus: 5.7-205.2 mm, 150m IR distance(Auto Adjust), BLC, 3D DNR, ROI, Defog, EIS; Horizontal Wall Mount | DUAL TI 384 15mm/2MP 36x 24V | Released | 6550 | No | 842571112573 | 38 | 24 | 20 | 16
Thermal | DS-2TX3636-15P | Thermal Bullet, 15 mm (24° × 19°), Darkfighter Ultra low light PTZ Linkage Combo , 2MP, 1/1.9" CMOS sensor, 120dB WDR, Optical zoom: 36x, Focus: 5.7-205.2 mm, 150m IR distance(Auto Adjust), BLC, 3D DNR, ROI, Defog, EIS; Horizontal Pole Mount | DUAL TI 384 15mm/2MP 36x 24V | Released | 6550 | No | 842571117691 | 40 | 25 | 22 | 17
Thermal | DS-2TX3636-25A | Thermal Bullet, 25 mm (15° × 11°), Darkfighter Ultra low light PTZ Linkage Combo , 2MP, 1/1.9" CMOS sensor, 120dB WDR, Optical zoom: 36x, Focus: 5.7-205.2 mm, 150m IR distance(Auto Adjust), BLC, 3D DNR, ROI, Defog, EIS; Horizontal Wall Mount | DUAL TI 384 25mm/2MP 36x 24V | Released | 6895 | No | 842571117684 | 36 | 24 | 22 | 16
Thermal | DS-2TX3636-25P | Thermal Bullet, 25 mm (15° × 11°), Darkfighter Ultra low light PTZ Linkage Combo , 2MP, 1/1.9" CMOS sensor, 120dB WDR, Optical zoom: 36x, Focus: 5.7-205.2 mm, 150m IR distance(Auto Adjust), BLC, 3D DNR, ROI, Defog, EIS; Horizontal Pole Mount | DUAL TI 384 25mm/2MP 36x 24V | Released | 6895 | No | 842571117707 | 40 | 25 | 22 | 17
Thermal | DS-2TX3636-35A | Thermal Bullet, 35 mm (11° × 8°), Darkfighter Ultra low light PTZ Linkage Combo , 2MP, 1/1.9" CMOS sensor, 120dB WDR, Optical zoom: 36x, Focus: 5.7-205.2 mm, 150m IR distance(Auto Adjust), BLC, 3D DNR, ROI, Defog, EIS; Wall Mount | DUAL TI 384 35mm/2MP 36x 24V | Released | 7584 | No | 842571117721 | 37 | 24 | 22 | 16
Thermal | DS-2TX3636-35P | Thermal Bullet, 35 mm (11° × 8°), Darkfighter Ultra low light PTZ Linkage Combo , 2MP, 1/1.9" CMOS sensor, 120dB WDR, Optical zoom: 36x, Focus: 5.7-205.2 mm, 150m IR distance(Auto Adjust), BLC, 3D DNR, ROI, Defog, EIS; Pole Mount | DUAL TI 384 35mm/2MP 36x 24V | Released | 7584 | No | 842571117714 | 46 | 24 | 22 | 16
Smart Pro | DS-2XC6122FWD-IS 2.8mm | Outdoor mini dome, 316L Stainless steel, 2MP, 2.8mm fixed lens, 10m IR, IP67, NEMA 4X, 12VDC, PoE, 5W | DMSS 2MP 2.8mm 10mIR 12V PoE | Released | 2172 | No | 842571101522 | 5 | 6 | 10 | 7
Smart Pro | DS-2XC6122FWD-IS 4mm | Outdoor mini dome, 316L Stainless steel, 2MP, 4mm fixed lens, 10m IR, IP67, NEMA 4X, 12VDC, PoE, 5W | DMSS 2MP 4mm 10mIR 12V PoE | Released | 2172 | No | 842571101539 | 5 | 6 | 10 | 7
Smart Pro | DS-2XC6122FWD-IS 6mm | Outdoor mini dome, 316L Stainless steel, 2MP, 6mm fixed lens, 10m IR, IP67, NEMA 4X, 12VDC, PoE, 5W | DMSS 2MP 6mm 10mIR 12V PoE | Released | 2172 | No | 842571101546 | 5 | 6 | 10 | 7
Smart Pro | DS-2XC6142FWD-IS 4mm | Outdoor mini dome, 316L Stainless steel, 4MP, 4mm fixed lens, 10m IR, IP67, NEMA 4X, 12VDC, PoE, 5W | DMSS 4MP 4mm 10mIR 12V PoE | Released | 2606 | No | 842571115994 | 5 | 6 | 11 | 7
Smart Pro | DS-2XC6142FWD-IS 6mm | Outdoor mini dome, 316L Stainless steel, 4MP, 6mm fixed lens, 10m IR, IP67, NEMA 4X, 12VDC, PoE, 5W | DMSS 4MP 6mm 10mIR 12V PoE | Released | 2606 | No | 842571115895 | 5 | 6 | 11 | 7
Switch | DS-3E0105P-E | L2, Unmanaged, 4 100M PoE port, 1 100M uplink port, 802.3af/at, PoE power budget 58W | Switch, Unmanaged,4 Port,PoE | EOL - Preparation | 63 | No | 813908029512 | 2 | 3 | 9 | 6
Switch | DS-3E0109P-E/M | L2, Unmanaged, 8 100M PoE port, 1 100M uplink port, 802.3af/at, PoE power budget 58W,250m; | 8 100M PoE power budget 58W | EOL - Preparation | 198 | No | 842571116403 | 2 | 3 | 9 | 5
Switch | DS-3E0318P-E | L2, Unmanaged, 16 100M PoE port, 2 1000M combo port, 802.3af/at, PoE power budget 230W | Switch Unmanaged,16Port, PoE | EOL - Preparation | 398 | No | 813908029536 | 11 | 3 | 21 | 16
Switch | DS-3E0318P-E/M | L2, Unmanaged, 16 100M PoE port, 1 1000M RJ45, 1 1000M SFP, 802.3af/at, PoE power budget 135W, "Extend" Mode: Port 9-16, max. 250m long distance transmission | L2 16 port fast switch 135w | EOL - Preparation | 407 | No | 842571116410 | 5 | 4 | 15 | 11
Switch | DS-3E0326P-E | L2, Unmanaged, 24 100M PoE port, 2 1000M combo port, 802.3af/at, PoE power budget 370W | Switch,Unmanaged,24 Port PoE | EOL - Preparation | 670 | No | 813908029543 | 13 | 3 | 21 | 16
Switch | DS-3E0326P-E/M | L2, Unmanaged, 24 100M PoE port, 1 1000M RJ45, 1 1000M SFP, 802.3af/at, PoE power budget 225W,"Extend" Mode: Port 17-24 250m | L2 24 port fast switch 225w | EOL - Preparation | 593 | No | 842571116427 | 6 | 4 | 16 | 12
Switch | DS-3E0505P-E | L2, Unmanaged, 4 Gigabit POE ports, 1 Gigabit RJ45 uplink port, 802.3af/at, PoE power budget 60w | Unmanaged,4Gigabit PoE ports | Released | 113 | No | 842571126525 | 2 | 4 | 8 | 5
Switch | DS-3E0508-E | 8 port, 10/100/1000Mbps per port, Non POE, unmanaged switch. | 8ch, Gb per ch, NonPOE switch | Released | 83 | No | 842571111484 | 1 | 2 | 12 | 8
Switch | DS-3E0510P-E | L2, Unmanaged, 8 Gigabit POE ports, 1 Gigabit RJ45 uplink port, 1 Gigabit SFP uplink port, 802.3af/at, PoE power budget 110w | Unmanaged,8Gigabit PoE ports | Released | 211 | No | 842571126532 | 3 | 4 | 11 | 6
Switch | DS-3E0516-E | 16 port, 10/100/1000Mbps per port, Non POE, unmanaged switch. | 16ch, Gb per ch, NonPOE switch | Released | 183 | No | 842571111491 | 7 | 3 | 21 | 11
Switch | DS-3E0518P-E | L2, Unmanaged, 16 Gigabit POE ports, 1 Gigabit RJ45 uplink port, 1 Gigabit SFP uplink port, 802.3af/at, PoE power budget 230w | Unmanaged,16Gigabit PoE | Released | 470 | No | 842571126549 | 8 | 4 | 21 | 13
Switch | DS-3E0524-E | 24 port, 10/100/1000Mbps per port, Non POE, unmanaged switch. | 24ch, Gb per ch, NonPOE switch | Released | 272 | No | 842571111507 | 7 | 3 | 21 | 11
Switch | DS-3E0526P-E | L2, Unmanaged, 24 Gigabit POE ports, 1 Gigabit RJ45 uplink port, 1 Gigabit SFP uplink port, 802.3af/at, PoE power budget 370w | Unmanaged,24Gigabit PoE | Released | 635 | No | 842571126556 | 9 | 4 | 21 | 13
Switch | DS-3E1310P-E | Webmanaged, 8 100M PoE port, 2 1GBe uplink port, 802.3af/at, PoE power budget 123W | Switch, Webmanaged,8 PortPoE | Released | 304 | No | 842571100952 | 3 | 3 | 15 | 11
Switch | DS-3E1318P-E | Webmanaged, 16 100M PoE port, 2 1000M combo port, 802.3af/at, PoE power budget 230W | Switch, Webmanage16Port, PoE | Released | 530 | No | 842571100938 | 12 | 3 | 21 | 16
Switch | DS-3E1326P-E | Webmanaged, 24 100M PoE port, 2 1000M combo port, 802.3af/at, PoE power budget 370W | SwitchWebmanage 24 Port PoE | Released | 746 | No | 842571100945 | 13 | 3 | 21 | 16
Switch | DS-3E2310P | L2, Full managed, 8 100M PoE port, 2 1000M combo port, 802.3af/at, PoE power budget 125W | 8ch, 2u, POE+ managed switch | Released | 593 | No | 842571111514 | 5 | 3 | 15 | 9
Switch | DS-3E2318P | L2, Full managed, 16 100M PoE port, 2 1000M combo port, 802.3af/at, PoE power budget 300W | 16ch, 2u, POE+ managed switch | Released | 913 | No | 842571111521 | 8 | 4 | 20 | 15
Switch | DS-3E2326P | L2, Full managed, 24 100M PoE port, 2 1000M combo port, 802.3af/at, PoE power budget 380W | 24ch, 2u, POE+ managed switch | Released | 1141 | No | 842571111538 | 9 | 4 | 20 | 15
Encoder&Decoder | DS-6401HDI-T | Video Decoder, 1-Channel, H264, up to 5MP, 1 HDMI/ 1 VGA Out, Audio Out, RS-485, Alarm I/O -4/2, 12VDC | DEC 1CH H264 HDMI/VGA OUT | EOL - Preparation | 655 | No | 816783014871 | 4 | 3 | 14 | 8
Encoder&Decoder | DS-6404HDI-T | Video Decoder, 4-Channel, H264, up to 5MP, 4 HDMI/ 4 VGA Out, Audio Out, RS-485, Alarm I/O -4/2, 120VAC | DEC 4CH H264 HDMI/VGA OUT | EOL - Preparation | 2153 | No | 816783015977 | 4 | 21 | 21 | 13
Encoder&Decoder | DS-6408HDI-T | Video Decoder, 8-Channel, H264, up to 5MP, 8 HDMI/8 VGA Out, Audio Out, RS-485, Alarm I/O -4/2, 120VAC | DEC 8CH H264 HDMI/VGA OUT | EOL - Preparation | 3290 | No | 816783014888 | 4 | 19 | 18 | 6
Encoder&Decoder | DS-6701HFI | Video Server, 1-Channel, H264, Dual Stream, 4CIF - 30fps, Audio -1/1, RS-485, Alarm I/O -1/1, 12VDC | VS 1CH 4CIF-30FPS | Released | 272 | No | 816783013188 | 1 | 3 | 10 | 7
Encoder&Decoder | DS-6701HWI | Video Server, 1-Channel, H264, Dual Stream, 960H - 30fps, Audio -1/1, RS-485, Alarm I/O -1/1, 12VDC | VS 1CH 960H-30FPS | Released | 272 | No | 813908020328 | 1 | 4 | 10 | 6
Encoder&Decoder | DS-6704HFI | Video Server, 4-Channel, H264, Dual Stream, 4CIF - 30fps, Audio -4/1, RS-485, Alarm I/O -4/2, 12VDC | VS 4CH 4CIF-30FPS SATA INT | Released | 607 | No | 816783014949 | 5 | 3 | 19 | 11
Encoder&Decoder | DS-6704HUHI-K | Video Encoder, 4-Channel, H265+/H.265, Dual Stream, HD-TVI 5MP/CVBS Encoding, 4-ch synchronous playback, Audio -4/1, GB NIC Port, RS-485, Alarm I/O -4/1, 12VDC | ENCODR 5MP 4CH TVI/CVBS GB NIC | Released | 652 | No | 842571109467 | 6 | 3 | 19 | 11
Encoder&Decoder | DS-6704HWI | Video Server, 4-Channel, H264, Dual Stream, 960H - 30fps, Audio -4/1, RS-485, Alarm I/O -4/2, 12VDC | VS 4CH 960H-30FPS | Released | 435 | No | 813908020335 | 1 | 4 | 10 | 6
Encoder&Decoder | DS-6708HFI | Video Server, 8-Channel, H264, Dual Stream, 4CIF - 30fps, Audio -8/1, RS-485, Alarm I/O -8/4, 12VDC | VS 8CH 4CIF-30FPS RACK MT | Released | 870 | No | 816783014017 | 4 | 12 | 19 | 4
Encoder&Decoder | DS-6708HQHI-SATA | Video Server, 8-Channel, H264, Dual Stream, HD-TVI/CVBS, Audio -8/1, RS-485, Alarm I/O -8/4, 12VDC with SATA interface | ENCODR 8CH TVI/CVBS SATA INT | EOL - Preparation | 1087 | No | 813908024296 | 6 | 15 | 17 | 5
Encoder&Decoder | DS-6708HUHI-K | Video Encoder, 8-Channel, H265+/H.265, Dual Stream, HD-TVI 5MP/CVBS Encoding, 8-ch synchronous playback, Audio -4/1, GB NIC Port, RS-485, Alarm I/O -8/4, 12VDC | ENCODR 5MP 8CH TVI/CVBS GB NIC | Released | 1196 | No | 842571109474 | 6 | 2 | 10 | 9
Encoder&Decoder | DS-6708HWI | Video Server, 8-Channel, H264, Dual Stream, 960H - 30fps, Audio -8/1, RS-485, Alarm I/O -8/4, 12VDC | VS 8CH 960H-30FPS RACK MT | Released | 870 | No | 813908020342 | 5 | 4 | 19 | 12
Encoder&Decoder | DS-6716HFI | Video Server, 16-Channel, H264, Dual Stream, 4CIF - 30fps, Audio -16/1, RS-485, Alarm I/O -16/4, 12VDC | VS 16CH 4CIF-30FPS RACK MT | Released | 1304 | No | 816783013812 | 8 | 19 | 15 | 5
Encoder&Decoder | DS-6716HQHI-SATA | Video Server, 16-Channel, H264, Dual Stream, HD-TVI/CVBS, Audio -8/1, RS-485, Alarm I/O -8/4, 12VDC with SATA interface | ENCODR 16CH TVI/CVBS SATA | EOL - Preparation | 1522 | No | 813908024012 | 7 | 15 | 17 | 5
Encoder&Decoder | DS-6716HUHI-K | Video Encoder, 16-Channel, H265+/H.265, Dual Stream, HD-TVI 5MP/CVBS Encoding, 16-ch synchronous playback, Audio -4/1, GB NIC Port, RS-485, Alarm I/O -16/4, 12VDC | ENCODR 5MP 16CH TVI/CVBS GBNIC | Released | 1685 | No | 842571109481 | 8 | 15 | 17 | 5
Encoder&Decoder | DS-6716HWI | Video Server, 16-Channel, H264, Dual Stream, 960H - 30fps, Audio -16/1, RS-485, Alarm I/O -16/4, 12VDC | VS 16CH 960H-30FPS RACK MT | Released | 1305 | No | 813908020359 | 8 | 16 | 19 | 5
Encoder&Decoder | DS-6901UDI | Video Decoder, 1-Channel, H265+, up to 12MP, 1 HDMI/ 1 VGA Out, Audio Out, RS-485, Alarm I/O -8/8, 12VDC | DEC 1CH H265+ HDMI/VGA OUT | Released | 1150 | No | 842571103465 | 5 | 3 | 18 | 10
Encoder&Decoder | DS-6904UDI | Video Decoder, 4-Channel, H265+, up to 12MP, 4 HDMI/ 2 BNC Out, Audio Out, RS-485, Alarm I/O -8/8, embedded 16-Port Switch, 120VAC | DEC 4CH H265+ HDMI/BNC OUT | Released | 2446 | No | 842571103472 | 15 | 20 | 20 | 7
Encoder&Decoder | DS-6908UDI | Video Decoder, 8-Channel, H265+, up to 12MP, 8 HDMI/ 2 BNC Out, Audio Out, RS-485, Alarm I/O -8/8, embedded 16-Port Switch, 120VAC | DEC 8CH H265+ HDMI/BNC OUT | Released | 3739 | No | 842571103489 | 15 | 20 | 20 | 7
Encoder&Decoder | DS-6916UDI | Video Decoder, 16-Channel, H265+, up to 12MP, 16 HDMI/ 2 BNC Out, Audio Out, RS-485, Alarm I/O -8/8, embedded 16-Port Switch, 120VAC | DEC 16CH H265+ HDMI/BNC OUT | Released | 5978 | No | 842571103496 | 19 | 9 | 23 | 22
DVR | DS-7204HQI-K1 | Tribrid DVR, 4 Channel TurboHD/Analog, Auto-Detect, H.265+/H.265, 720p Real-time/2MP15 + 1-4MP IP Camera, HDMI, Alarm I/O, No Front Panel Control, No HDD | TRI DVR 4-ch 2MP H.265 | Released | 124 | No | 842571105025 | 5 | 4 | 20 | 12
DVR | DS-7204HQI-K1/P | Tribrid DVR, 4 Channel TurboHD/Analog, Auto-Detect, H.265+/H.265, 720p Real-time/2MP15 + 1-4MP IP Camera, HDMI, Alarm I/O, No Front Panel Control, Power over Coax, No HDD | TRI DVR 4-ch 2MP H.265 PoC | Released | 235 | No | 842571108606 | 6 | 4 | 20 | 12
DVR | DS-7204HQI-K1/P-1TB | Tribrid DVR, 4 Channel TurboHD/Analog, Auto-Detect, H.265+/H.265, 720p Real-time/2MP15 + 1-4MP IP Camera, HDMI, Alarm I/O, No Front Panel Control, Power over Coax, 1 TB | TRI DVR 4-ch 2MP H.265 PoC 1TB | Released | 446 | No | 842571108699 | 8 | 4 | 20 | 12
DVR | DS-7204HQI-K1/P-2TB | Tribrid DVR, 4 Channel TurboHD/Analog, Auto-Detect, H.265+/H.265, 720p Real-time/2MP15 + 1-4MP IP Camera, HDMI, Alarm I/O, No Front Panel Control, Power over Coax, 2 TB | TRI DVR 4-ch 2MP H.265 PoC 2TB | Released | 519 | No | 842571108705 | 8 | 4 | 20 | 12
DVR | DS-7204HQI-K1/P-3TB | Tribrid DVR, 4 Channel TurboHD/Analog, Auto-Detect, H.265+/H.265, 720p Real-time/2MP15 + 1-4MP IP Camera, HDMI, Alarm I/O, No Front Panel Control, Power over Coax, 3 TB | TRI DVR4-ch 2MP H.265 PoC | EOL - Preparation | 653 | No | 842571108712 | 8 | 4 | 20 | 12
DVR | DS-7204HQI-K1/P-4TB | Tribrid DVR, 4 Channel TurboHD/Analog, Auto-Detect, H.265+/H.265, 720p Real-time/2MP15 + 1-4MP IP Camera, HDMI, Alarm I/O, No Front Panel Control, Power over Coax, 4 TB | TRI DVR 4-ch 2MP H.265 PoC 4TB | Released | 774 | No | 842571108729 | 8 | 4 | 20 | 12
DVR | DS-7204HQI-K1/P-6TB | Tribrid DVR, 4 Channel TurboHD/Analog, Auto-Detect, H.265+/H.265, 720p Real-time/2MP15 + 1-4MP IP Camera, HDMI, Alarm I/O, No Front Panel Control, Power over Coax, 6 TB | TRI DVR 4-ch 2MP H.265 PoC 6TB | Released | 1042 | No | 842571108736 | 8 | 4 | 20 | 12
DVR | DS-7204HQI-K1/P-8TB | Tribrid DVR, 4 Channel TurboHD/Analog, Auto-Detect, H.265+/H.265, 720p Real-time/2MP15 + 1-4MP IP Camera, HDMI, Alarm I/O, No Front Panel Control, Power over Coax,8 TB | TRI DVR 4-Ch 2MP H.265 PoC 8TB | Released | 1148 | No | 842571115550 | 9 | 4 | 20 | 12
DVR | DS-7204HQI-K1-1TB | Tribrid DVR, 4 Channel TurboHD/Analog, Auto-Detect, H.265+/H.265, 720p Real-time/2MP15 + 1-4MP IP Camera, HDMI, Alarm I/O, No Front Panel Control, 1 TB | TRI DVR 4-ch 2MP H.265 1TB | Released | 280 | No | 842571108880 | 8 | 4 | 20 | 12
DVR | DS-7204HQI-K1-2TB | Tribrid DVR, 4 Channel TurboHD/Analog, Auto-Detect, H.265+/H.265, 720p Real-time/2MP15 + 1-4MP IP Camera, HDMI, Alarm I/O, No Front Panel Control, 2 TB | TRI DVR 4-ch 2MP H.265 2TB | Released | 352 | No | 842571108897 | 8 | 4 | 20 | 12
DVR | DS-7204HQI-K1-3TB | Tribrid DVR, 4 Channel TurboHD/Analog, Auto-Detect, H.265+/H.265, 720p Real-time/2MP15 + 1-4MP IP Camera, HDMI, Alarm I/O, No Front Panel Control, 3 TB | TRI DVR 4-ch 2MP H.265 3TB | EOL - Preparation | 450 | No | 842571108903 | 8 | 4 | 20 | 12
DVR | DS-7204HQI-K1-4TB | Tribrid DVR, 4 Channel TurboHD/Analog, Auto-Detect, H.265+/H.265, 720p Real-time/2MP15 + 1-4MP IP Camera, HDMI, Alarm I/O, No Front Panel Control, 4 TB | TRI DVR 4-ch 2MP H.265 4TB | Released | 526 | No | 842571108910 | 8 | 4 | 20 | 12
DVR | DS-7204HQI-K1-6TB | Tribrid DVR, 4 Channel TurboHD/Analog, Auto-Detect, H.265+/H.265, 720p Real-time/2MP15 + 1-4MP IP Camera, HDMI, Alarm I/O, No Front Panel Control, 6 TB | TRI DVR 4-ch 2MP H.265 6TB | Released | 736 | No | 842571108934 | 8 | 4 | 20 | 12
DVR | DS-7204HQI-K1-8TB | Tribrid DVR, 4 Channel TurboHD/Analog, Auto-Detect, H.265+/H.265, 720p Real-time/2MP15 + 1-4MP IP Camera, HDMI, Alarm I/O, No Front Panel Control, 8 TB | TRI DVR 4-Ch 2MP H.265 8TB | Released | 1076 | No | 842571115543 | 11 | 2 | 10 | 9
DVR | DS-7204HTI-K1 | Tribrid DVR, 4 Channel TurboHD/Analog, Auto-Detect, H.265+/H.265, 720p Real-time/5MP20/8MP12 + 2-8MP IP Camera, HDMI, Alarm I/O, No Front Panel Control, No HDD | TRI DVR 4-ch 8MP H.265 No HDD | Released | 433 | No | 842571116342 | 5 | 4 | 19 | 11
DVR | DS-7204HTI-K1-1TB | Tribrid DVR, 4 Channel TurboHD/Analog, Auto-Detect, H.265+/H.265, 720p Real-time/5MP20/8MP12 + 2-8MP IP Camera, HDMI, Alarm I/O, No Front Panel Control, 1 TB | TRI DVR 4-ch 8MP H.265 1TB | Released | 596 | No | 842571116618 | 7 | 4 | 19 | 11
DVR | DS-7204HTI-K1-2TB | Tribrid DVR, 4 Channel TurboHD/Analog, Auto-Detect, H.265+/H.265, 720p Real-time/5MP20/8MP12 + 2-8MP IP Camera, HDMI, Alarm I/O, No Front Panel Control, 2 TB | TRI DVR 4-ch 8MP H.265 2TB | Released | 661 | No | 842571116625 | 7 | 4 | 19 | 11
DVR | DS-7204HTI-K1-3TB | Tribrid DVR, 4 Channel TurboHD/Analog, Auto-Detect, H.265+/H.265, 720p Real-time/5MP20/8MP12 + 2-8MP IP Camera, HDMI, Alarm I/O, No Front Panel Control, 3 TB | TRI DVR 4-ch 8MP H.265 3TB | EOL - Preparation | 780 | No | 842571116632 | 7 | 4 | 19 | 11
DVR | DS-7204HTI-K1-4TB | Tribrid DVR, 4 Channel TurboHD/Analog, Auto-Detect, H.265+/H.265, 720p Real-time/5MP20/8MP12 + 2-8MP IP Camera, HDMI, Alarm I/O, No Front Panel Control, 4 TB | TRI DVR 4-ch 8MP H.265 4TB | Released | 889 | No | 842571116649 | 7 | 4 | 19 | 11
DVR | DS-7204HTI-K1-6TB | Tribrid DVR, 4 Channel TurboHD/Analog, Auto-Detect, H.265+/H.265, 720p Real-time/5MP20/8MP12 + 2-8MP IP Camera, HDMI, Alarm I/O, No Front Panel Control, 6 TB | TRI DVR 4-ch 8MP H.265 6TB | Released | 1128 | No | 842571116656 | 7 | 4 | 19 | 11
DVR | DS-7204HTI-K1-8TB | Tribrid DVR, 4 Channel TurboHD/Analog, Auto-Detect, H.265+/H.265, 720p Real-time/5MP20/8MP12 + 2-8MP IP Camera, HDMI, Alarm I/O, No Front Panel Control, 8 TB | TRI DVR 4-ch 8MP H.265 8TB | Released | 1346 | No | 842571116663 | 7 | 4 | 19 | 11
DVR | DS-7204HUHI-F1/N | Tribrid DVR, 4 Channel TurboHD/Analog, Auto-Detect, H.264, 720p Real-time/1080p15 + 2-4MP IP Camera, HDMI, Alarm I/O, No Front Panel Control, 1 HDD | TRI DVR 4ch H264+ 3MP 1HDD | Released | 207 | No | 813908025231 | 4 | 3 | 19 | 12
DVR | DS-7204HUHI-F1/N-1TB | Tribrid DVR, 4 Channel TurboHD/Analog, Auto-Detect, H.264, 720p Real-time/1080p15 + 2-4MP IP Camera, HDMI, Alarm I/O, No Front Panel Control, 1 TB HDD | TRI DVR 4ch H264+ 3MP 1TB | Released | 370 | No | 813908029871 | 6 | 19 | 12 | 3
DVR | DS-7204HUHI-F1/N-2TB | Tribrid DVR, 4 Channel TurboHD/Analog, Auto-Detect, H.264, 720p Real-time/1080p15 + 2-4MP IP Camera, HDMI, Alarm I/O, No Front Panel Control, 2 TB HDD | TRI DVR 4ch H264+ 3MP 2TB | Released | 435 | No | 813908029888 | 6 | 19 | 12 | 3
DVR | DS-7204HUHI-F1/N-4TB | Tribrid DVR, 4 Channel TurboHD/Analog, Auto-Detect, H.264, 720p Real-time/1080p15 + 2-4MP IP Camera, HDMI, Alarm I/O, No Front Panel Control, 4 TB HDD | TRI DVR 4ch H264+ 3MP 4TB | Released | 663 | No | 813908029895 | 6 | 19 | 12 | 3
DVR | DS-7204HUHI-F1/N-6TB | Tribrid DVR, 4 Channel TurboHD/Analog, Auto-Detect, H.264, 720p Real-time/1080p15 + 2-4MP IP Camera, HDMI, Alarm I/O, No Front Panel Control, 6 TB HDD | TRI DVR 4ch H264+ 3MP 6TB | Released | 902 | No | 813908029901 | 6 | 19 | 12 | 3
DVR | DS-7204HUI-K1 | Tribrid DVR, 4 Channel TurboHD/Analog, Auto-Detect, H.265+/H.265, 720p Real-time/5MP12 + 2-6MP IP Camera, HDMI, Alarm I/O, No Front Panel Control, No HDD | TRI DVR 4-ch 5MP H.265 | Released | 248 | No | 842571105032 | 5 | 4 | 20 | 12
DVR | DS-7204HUI-K1/P | Tribrid DVR, 4 Channel TurboHD/Analog, Auto-Detect, H.265+/H.265, 720p Real-time/5MP12 + 2-6MP IP Camera, HDMI, Alarm I/O, No Front Panel Control, Power over Coax, No HDD | TRI DVR 4-ch 5MP H.265 PoC | Released | 293 | No | 842571108620 | 6 | 4 | 20 | 12
DVR | DS-7204HUI-K1/P-1TB | Tribrid DVR, 4 Channel TurboHD/Analog, Auto-Detect, H.265+/H.265, 720p Real-time/5MP12 + 2-6MP IP Camera, HDMI, Alarm I/O, No Front Panel Control, Power over Coax, 1 TB | TRI DVR 4-ch 5MP H.265 PoC 1TB | Released | 511 | No | 842571109092 | 8 | 4 | 20 | 12
DVR | DS-7204HUI-K1/P-2TB | Tribrid DVR, 4 Channel TurboHD/Analog, Auto-Detect, H.265+/H.265, 720p Real-time/5MP12 + 2-6MP IP Camera, HDMI, Alarm I/O, No Front Panel Control, Power over Coax, 2 TB | TRI DVR 4-ch 5MP H.265 PoC 2TB | Released | 584 | No | 842571109108 | 8 | 4 | 20 | 12
DVR | DS-7204HUI-K1/P-3TB | Tribrid DVR, 4 Channel TurboHD/Analog, Auto-Detect, H.265+/H.265, 720p Real-time/5MP12 + 2-6MP IP Camera, HDMI, Alarm I/O, No Front Panel Control, Power over Coax, 3 TB | TRI DVR 4-ch 5MP H.265 PoC | EOL - Preparation | 718 | No | 842571109115 | 8 | 4 | 20 | 12
DVR | DS-7204HUI-K1/P-4TB | Tribrid DVR, 4 Channel TurboHD/Analog, Auto-Detect, H.265+/H.265, 720p Real-time/5MP12 + 2-6MP IP Camera, HDMI, Alarm I/O, No Front Panel Control, Power over Coax, 4 TB | TRI DVR 4-ch 5MP H.265 PoC 4TB | Released | 840 | No | 842571109122 | 8 | 4 | 20 | 12
DVR | DS-7204HUI-K1/P-6TB | Tribrid DVR, 4 Channel TurboHD/Analog, Auto-Detect, H.265+/H.265, 720p Real-time/5MP12 + 2-6MP IP Camera, HDMI, Alarm I/O, No Front Panel Control, Power over Coax, 6 TB | TRI DVR 4-ch 5MP H.265 PoC 6TB | Released | 1108 | No | 842571109139 | 8 | 4 | 20 | 12
DVR | DS-7204HUI-K1/P-8TB | Tribrid DVR, 4 Channel TurboHD/Analog, Auto-Detect, H.265+/H.265, 720p Real-time/5MP12 + 2-6MP IP Camera, HDMI, Alarm I/O, No Front Panel Control, Power over Coax, 8 TB | TRI DVR 4-ch 5MP H.265 PoC 8TB | Released | 1412 | No | 842571109146 | 8 | 4 | 20 | 12
DVR | DS-7204HUI-K1-1TB | Tribrid DVR, 4 Channel TurboHD/Analog, Auto-Detect, H.265+/H.265, 720p Real-time/5MP12 + 2-6MP IP Camera, HDMI, Alarm I/O, No Front Panel Control, 1 TB | TRI DVR 4-ch 5MP H.265 1TB | Released | 460 | No | 842571109238 | 8 | 4 | 20 | 12
DVR | DS-7204HUI-K1-2TB | Tribrid DVR, 4 Channel TurboHD/Analog, Auto-Detect, H.265+/H.265, 720p Real-time/5MP12 + 2-6MP IP Camera, HDMI, Alarm I/O, No Front Panel Control, 2 TB | TRI DVR 4-ch 5MP H.265 2TB | Released | 533 | No | 842571109245 | 8 | 4 | 20 | 12
DVR | DS-7204HUI-K1-3TB | Tribrid DVR, 4 Channel TurboHD/Analog, Auto-Detect, H.265+/H.265, 720p Real-time/5MP12 + 2-6MP IP Camera, HDMI, Alarm I/O, No Front Panel Control, 3 TB | TRI DVR 4-ch 5MP H.265 3TB | EOL - Preparation | 667 | No | 842571109252 | 8 | 4 | 20 | 12
DVR | DS-7204HUI-K1-4TB | Tribrid DVR, 4 Channel TurboHD/Analog, Auto-Detect, H.265+/H.265, 720p Real-time/5MP12 + 2-6MP IP Camera, HDMI, Alarm I/O, No Front Panel Control, 4 TB | TRI DVR 4-ch 5MP H.265 4TB | Released | 789 | No | 842571109269 | 8 | 4 | 20 | 12
DVR | DS-7204HUI-K1-6TB | Tribrid DVR, 4 Channel TurboHD/Analog, Auto-Detect, H.265+/H.265, 720p Real-time/5MP12 + 2-6MP IP Camera, HDMI, Alarm I/O, No Front Panel Control, 6 TB | TRI DVR 4-ch 5MP H.265 6TB | Released | 1057 | No | 842571109276 | 8 | 4 | 20 | 12
DVR | DS-7204HUI-K1-8TB | Tribrid DVR, 4 Channel TurboHD/Analog, Auto-Detect, H.265+/H.265, 720p Real-time/5MP12 + 2-6MP IP Camera, HDMI, Alarm I/O, No Front Panel Control, 8 TB | TRI DVR 4-ch 5MP H.265 8TB | Released | 1385 | No | 842571109283 | 8 | 4 | 20 | 12
DVR | DS-7208HGHI-SH | Tribrid DVR, 8 Channel TurboHD/Analog, Auto-Detect,, H.264, 720p Real-time/1080p15 + 2-1080p IP Cameras, HDMI, Alarm I/O, No Front Panel Control, No HDD | TDVR 8CH HD/ANA/IP 2SATA0HDD | EOL - Preparation | 233 | No | 816783018329 | 7 | 15 | 17 | 5
DVR | DS-7208HQI-K2 | Tribrid DVR, 8 Channel TurboHD/Analog, Auto-Detect, H.265+/H.265, 720p Real-time/2MP15 + 2-4MP IP Camera, HDMI, Alarm I/O, No Front Panel Control, No HDD | TRI DVR 8-ch 2MP H.265 | Released | 233 | No | 842571105049 | 8 | 16 | 18 | 6
DVR | DS-7208HQI-K2/P | Tribrid DVR, 8 Channel TurboHD/Analog, Auto-Detect, H.265+/H.265, 720p Real-time/2MP15 + 2-4MP IP Camera, HDMI, Alarm I/O, No Front Panel Control, Power over Coax, 2 HDD | TRI DVR 8-ch 2MP H.265 PoC | Released | 402 | No | 842571109016 | 8 | 16 | 18 | 6
DVR | DS-7208HQI-K2/P-12TB | Tribrid DVR, 8 Channel TurboHD/Analog, Auto-Detect, H.265+/H.265, 720p Real-time/2MP15 + 2-4MP IP Camera, HDMI, Alarm I/O, No Front Panel Control, Power over Coax, 12 TB | TRI DVR8ch2MP H.265 PoC 12TB | Released | 2009 | No | 842571108804 | 12 | 4 | 20 | 12
DVR | DS-7208HQI-K2/P-16TB | Tribrid DVR, 8 Channel TurboHD/Analog, Auto-Detect, H.265+/H.265, 720p Real-time/2MP15 + 2-4MP IP Camera, HDMI, Alarm I/O, No Front Panel Control, Power over Coax, 16 TB | DVR 8ch 2MP H.265 PoC 16TB | Released | 2400 | No | 842571116588 | 10 | 16 | 18 | 6
DVR | DS-7208HQI-K2/P-1TB | Tribrid DVR, 8 Channel TurboHD/Analog, Auto-Detect, H.265+/H.265, 720p Real-time/2MP15 + 2-4MP IP Camera, HDMI, Alarm I/O, No Front Panel Control, Power over Coax, 1 TB | TRI DVR 8-ch 2MP H.265 PoC 1TB | Released | 633 | No | 842571108743 | 10 | 4 | 20 | 12
DVR | DS-7208HQI-K2/P-2TB | Tribrid DVR, 8 Channel TurboHD/Analog, Auto-Detect, H.265+/H.265, 720p Real-time/2MP15 + 2-4MP IP Camera, HDMI, Alarm I/O, No Front Panel Control, Power over Coax, 2 TB | TRI DVR 8-ch 2MP H.265 PoC 2TB | Released | 706 | No | 842571108750 | 10 | 4 | 20 | 12
DVR | DS-7208HQI-K2/P-3TB | Tribrid DVR, 8 Channel TurboHD/Analog, Auto-Detect, H.265+/H.265, 720p Real-time/2MP15 + 2-4MP IP Camera, HDMI, Alarm I/O, No Front Panel Control, Power over Coax, 3 TB | TRI DVR 8-ch 2MP H.265 PoC | EOL - Preparation | 840 | No | 842571108767 | 10 | 4 | 20 | 12
DVR | DS-7208HQI-K2/P-4TB | Tribrid DVR, 8 Channel TurboHD/Analog, Auto-Detect, H.265+/H.265, 720p Real-time/2MP15 + 2-4MP IP Camera, HDMI, Alarm I/O, No Front Panel Control, Power over Coax, 4 TB | TRI DVR 8-ch 2MP H.265 PoC 4TB | Released | 962 | No | 842571108774 | 10 | 4 | 20 | 12
DVR | DS-7208HQI-K2/P-6TB | Tribrid DVR, 8 Channel TurboHD/Analog, Auto-Detect, H.265+/H.265, 720p Real-time/2MP15 + 2-4MP IP Camera, HDMI, Alarm I/O, No Front Panel Control, Power over Coax, 6 TB | TRI DVR 8-ch 2MP H.265 PoC 6TB | Released | 1230 | No | 842571108781 | 10 | 4 | 20 | 12
DVR | DS-7208HQI-K2/P-8TB | Tribrid DVR, 8 Channel TurboHD/Analog, Auto-Detect, H.265+/H.265, 720p Real-time/2MP15 + 2-4MP IP Camera, HDMI, Alarm I/O, No Front Panel Control, Power over Coax, 8 TB | TRI DVR 8-ch 2MP H.265 PoC 8TB | Released | 1473 | No | 842571108798 | 10 | 4 | 20 | 12
DVR | DS-7208HQI-K2-12TB | Tribrid DVR, 8 Channel TurboHD/Analog, Auto-Detect, H.265+/H.265, 720p Real-time/2MP15 + 2-4MP IP Camera, HDMI, Alarm I/O, No Front Panel Control, 12 TB | TRI DVR 8-ch 2MP H.265 12TB | Released | 1624 | No | 842571109009 | 12 | 16 | 18 | 6
DVR | DS-7208HQI-K2-16TB | Tribrid DVR, 8 Channel TurboHD/Analog, Auto-Detect, H.265+/H.265, 720p Real-time/2MP15 + 2-4MP IP Camera, HDMI, Alarm I/O, No Front Panel Control, 16 TB | TRI DVR 8-ch 2MP H.265 16TB | Released | 1894 | No | 842571116564 | 10 | 16 | 18 | 6
DVR | DS-7208HQI-K2-1TB | Tribrid DVR, 8 Channel TurboHD/Analog, Auto-Detect, H.265+/H.265, 720p Real-time/2MP15 + 2-4MP IP Camera, HDMI, Alarm I/O, No Front Panel Control, 1 TB | TRI DVR 8-ch 2MP H.265 1TB | Released | 389 | No | 842571108941 | 10 | 16 | 18 | 6
DVR | DS-7208HQI-K2-2TB | Tribrid DVR, 8 Channel TurboHD/Analog, Auto-Detect, H.265+/H.265, 720p Real-time/2MP15 + 2-4MP IP Camera, HDMI, Alarm I/O, No Front Panel Control, 2 TB | TRI DVR 8-ch 2MP H.265 2TB | Released | 461 | No | 842571108958 | 10 | 16 | 18 | 6
DVR | DS-7208HQI-K2-3TB | Tribrid DVR, 8 Channel TurboHD/Analog, Auto-Detect, H.265+/H.265, 720p Real-time/2MP15 + 2-4MP IP Camera, HDMI, Alarm I/O, No Front Panel Control, 3 TB | TRI DVR 8-ch 2MP H.265 3TB | EOL - Preparation | 559 | No | 842571108965 | 10 | 16 | 18 | 6
DVR | DS-7208HQI-K2-4TB | Tribrid DVR, 8 Channel TurboHD/Analog, Auto-Detect, H.265+/H.265, 720p Real-time/2MP15 + 2-4MP IP Camera, HDMI, Alarm I/O, No Front Panel Control, 4 TB | TRI DVR 8-ch 2MP H.265 4TB | Released | 667 | No | 842571108972 | 10 | 16 | 18 | 6
DVR | DS-7208HQI-K2-6TB | Tribrid DVR, 8 Channel TurboHD/Analog, Auto-Detect, H.265+/H.265, 720p Real-time/2MP15 + 2-4MP IP Camera, HDMI, Alarm I/O, No Front Panel Control, 6 TB | TRI DVR 8-ch 2MP H.265 6TB | Released | 885 | No | 842571108989 | 10 | 16 | 18 | 6
DVR | DS-7208HQI-K2-8TB | Tribrid DVR, 8 Channel TurboHD/Analog, Auto-Detect, H.265+/H.265, 720p Real-time/2MP15 + 2-4MP IP Camera, HDMI, Alarm I/O, No Front Panel Control, 8 TB | TRI DVR 8-ch 2MP H.265 8TB | Released | 1102 | No | 842571108996 | 10 | 16 | 18 | 6
DVR | DS-7208HTI-K2 | Tribrid DVR, 8 Channel TurboHD/Analog, Auto-Detect, H.265+/H.265, 720p Real-time/5MP20/8MP12 + 2-8MP IP Camera, HDMI, Alarm I/O, No Front Panel Control, No HDD | TRI DVR 8-ch 8MP H.265 No HDD | Released | 815 | No | 842571116359 | 8 | 15 | 17 | 5
DVR | DS-7208HTI-K2-12TB | Tribrid DVR, 8 Channel TurboHD/Analog, Auto-Detect, H.265+/H.265, 720p Real-time/5MP20/8MP12 + 2-8MP IP Camera, HDMI, Alarm I/O, No Front Panel Control, 12 TB | TRI DVR 8-ch 8MP H.265 12TB | Released | 2207 | No | 842571116731 | 12 | 15 | 17 | 5
DVR | DS-7208HTI-K2-16TB | Tribrid DVR, 8 Channel TurboHD/Analog, Auto-Detect, H.265+/H.265, 720p Real-time/5MP20/8MP12 + 2-8MP IP Camera, HDMI, Alarm I/O, No Front Panel Control, 16 TB | TRI DVR 8-ch 8MP H.265 16TB | Released | 2663 | No | 842571116748 | 12 | 15 | 17 | 5
DVR | DS-7208HTI-K2-1TB | Tribrid DVR, 8 Channel TurboHD/Analog, Auto-Detect, H.265+/H.265, 720p Real-time/5MP20/8MP12 + 2-8MP IP Camera, HDMI, Alarm I/O, No Front Panel Control, 1 TB | TRI DVR 8-ch 8MP H.265 1TB | Released | 978 | No | 842571116670 | 10 | 15 | 17 | 5
DVR | DS-7208HTI-K2-2TB | Tribrid DVR, 8 Channel TurboHD/Analog, Auto-Detect, H.265+/H.265, 720p Real-time/5MP20/8MP12 + 2-8MP IP Camera, HDMI, Alarm I/O, No Front Panel Control, 2 TB | TRI DVR 8-ch 8MP H.265 2TB | Released | 1043 | No | 842571116687 | 10 | 15 | 17 | 5
DVR | DS-7208HTI-K2-3TB | Tribrid DVR, 8 Channel TurboHD/Analog, Auto-Detect, H.265+/H.265, 720p Real-time/5MP20/8MP12 + 2-8MP IP Camera, HDMI, Alarm I/O, No Front Panel Control, 3 TB | TRI DVR 8-ch 8MP H.265 3TB | EOL - Preparation | 1163 | No | 842571116694 | 10 | 15 | 17 | 5
DVR | DS-7208HTI-K2-4TB | Tribrid DVR, 8 Channel TurboHD/Analog, Auto-Detect, H.265+/H.265, 720p Real-time/5MP20/8MP12 + 2-8MP IP Camera, HDMI, Alarm I/O, No Front Panel Control, 4 TB | TRI DVR 8-ch 8MP H.265 4TB | Released | 1272 | No | 842571116700 | 10 | 15 | 17 | 5
DVR | DS-7208HTI-K2-6TB | Tribrid DVR, 8 Channel TurboHD/Analog, Auto-Detect, H.265+/H.265, 720p Real-time/5MP20/8MP12 + 2-8MP IP Camera, HDMI, Alarm I/O, No Front Panel Control, 6 TB | TRI DVR 8-ch 8MP H.265 6TB | Released | 1511 | No | 842571116717 | 10 | 15 | 17 | 5
DVR | DS-7208HTI-K2-8TB | Tribrid DVR, 8 Channel TurboHD/Analog, Auto-Detect, H.265+/H.265, 720p Real-time/5MP20/8MP12 + 2-8MP IP Camera, HDMI, Alarm I/O, No Front Panel Control, 8 TB | TRI DVR 8-ch 8MP H.265 8TB | Released | 1728 | No | 842571116724 | 10 | 15 | 17 | 5
DVR | DS-7208HUI-K2 | Tribrid DVR, 8 Channel TurboHD/Analog, Auto-Detect, H.265+/H.265, 720p Real-time/5MP12 + 2-6MP IP Camera, HDMI, Alarm I/O, No Front Panel Control, No HDD | TRI DVR 8-ch 5MP H.265 4K | Released | 446 | No | 842571108637 | 8 | 16 | 18 | 6
DVR | DS-7208HUI-K2/P | Tribrid DVR, 8 Channel TurboHD/Analog, Auto-Detect, H.265+/H.265, 720p Real-time/2MP15 + 2-6MP IP Camera, HDMI, Alarm I/O, No Front Panel Control, Power over Coax, No HDD | TRI DVR 8-ch 5MP H.265 PoC | Released | 537 | No | 842571108651 | 9 | 2 | 11 | 9
DVR | DS-7208HUI-K2/P-12TB | Tribrid DVR, 8 Channel TurboHD/Analog, Auto-Detect, H.265+/H.265, 720p Real-time/2MP15 + 2-6MP IP Camera, HDMI, Alarm I/O, No Front Panel Control, Power over Coax, 12 TB | TRI DVR8ch5MP H.265 PoC 12TB | Released | 2160 | No | 842571109214 | 13 | 2 | 11 | 9
DVR | DS-7208HUI-K2/P-16TB | Tribrid DVR, 8 Channel TurboHD/Analog, Auto-Detect, H.265+/H.265, 720p Real-time/2MP15 + 2-6MP IP Camera, HDMI, Alarm I/O, No Front Panel Control, Power over Coax, 16 TB | TRI DVR8ch 5MPH.265 PoC 16TB | Released | 2768 | No | 842571109221 | 13 | 2 | 11 | 9
DVR | DS-7208HUI-K2/P-1TB | Tribrid DVR, 8 Channel TurboHD/Analog, Auto-Detect, H.265+/H.265, 720p Real-time/2MP15 + 2-6MP IP Camera, HDMI, Alarm I/O, No Front Panel Control, Power over Coax, 1 TB | TRI DVR 8-ch 5MP H.265 PoC 1TB | Released | 784 | No | 842571109153 | 11 | 2 | 11 | 9
DVR | DS-7208HUI-K2/P-2TB | Tribrid DVR, 8 Channel TurboHD/Analog, Auto-Detect, H.265+/H.265, 720p Real-time/2MP15 + 2-6MP IP Camera, HDMI, Alarm I/O, No Front Panel Control, Power over Coax, 2 TB | TRI DVR 8-ch 5MP H.265 PoC 2TB | Released | 857 | No | 842571109160 | 11 | 2 | 11 | 9
DVR | DS-7208HUI-K2/P-3TB | Tribrid DVR, 8 Channel TurboHD/Analog, Auto-Detect, H.265+/H.265, 720p Real-time/2MP15 + 2-6MP IP Camera, HDMI, Alarm I/O, No Front Panel Control, Power over Coax, 3 TB | TRI DVR 8-ch 5MP H.265 PoC | EOL - Preparation | 991 | No | 842571109177 | 11 | 2 | 11 | 9
DVR | DS-7208HUI-K2/P-4TB | Tribrid DVR, 8 Channel TurboHD/Analog, Auto-Detect, H.265+/H.265, 720p Real-time/2MP15 + 2-6MP IP Camera, HDMI, Alarm I/O, No Front Panel Control, Power over Coax, 4 TB | TRI DVR 8-ch 5MP H.265 PoC 4TB | Released | 1113 | No | 842571109184 | 11 | 2 | 11 | 9
DVR | DS-7208HUI-K2/P-6TB | Tribrid DVR, 8 Channel TurboHD/Analog, Auto-Detect, H.265+/H.265, 720p Real-time/2MP15 + 2-6MP IP Camera, HDMI, Alarm I/O, No Front Panel Control, Power over Coax, 6 TB | TRI DVR 8-ch 5MP H.265 PoC 6TB | Released | 1381 | No | 842571109191 | 11 | 2 | 11 | 9
DVR | DS-7208HUI-K2/P-8TB | Tribrid DVR, 8 Channel TurboHD/Analog, Auto-Detect, H.265+/H.265, 720p Real-time/2MP15 + 2-6MP IP Camera, HDMI, Alarm I/O, No Front Panel Control, Power over Coax, 8 TB | TRI DVR 8-ch 5MP H.265 PoC 8TB | Released | 1624 | No | 842571109207 | 11 | 2 | 11 | 9
DVR | DS-7208HUI-K2-12TB | Tribrid DVR, 8 Channel TurboHD/Analog, Auto-Detect, H.265+/H.265, 720p Real-time/5MP12 + 2-6MP IP Camera, HDMI, Alarm I/O, No Front Panel Control, 12 TB | TRI DVR8-ch5MP H.265 4K 12TB | Released | 2057 | No | 842571109337 | 12 | 16 | 18 | 6
DVR | DS-7208HUI-K2-16TB | Tribrid DVR, 8 Channel TurboHD/Analog, Auto-Detect, H.265+/H.265, 720p Real-time/5MP12 + 2-6MP IP Camera, HDMI, Alarm I/O, No Front Panel Control, 16 TB | TRI DVR8-ch5MP H.265 4K 16TB | Released | 2703 | No | 842571109344 | 12 | 16 | 18 | 6
DVR | DS-7208HUI-K2-1TB | Tribrid DVR, 8 Channel TurboHD/Analog, Auto-Detect, H.265+/H.265, 720p Real-time/5MP12 + 2-6MP IP Camera, HDMI, Alarm I/O, No Front Panel Control, 1TB | TRI DVR 8-ch 5MP H.265 4K 1TB | Released | 682 | No | 842571108408 | 9 | 16 | 18 | 6
DVR | DS-7208HUI-K2-2TB | Tribrid DVR, 8 Channel TurboHD/Analog, Auto-Detect, H.265+/H.265, 720p Real-time/5MP12 + 2-6MP IP Camera, HDMI, Alarm I/O, No Front Panel Control, 2TB | TRI DVR 8-ch 5MP H.2654K2TB | Released | 755 | No | 842571108415 | 9 | 16 | 18 | 6
DVR | DS-7208HUI-K2-3TB | Tribrid DVR, 8 Channel TurboHD/Analog, Auto-Detect, H.265+/H.265, 720p Real-time/5MP12 + 2-6MP IP Camera, HDMI, Alarm I/O, No Front Panel Control, 3 TB | TRI DVR 8-ch 5MP H.265 4K | EOL - Preparation | 889 | No | 842571109290 | 10 | 16 | 18 | 6
DVR | DS-7208HUI-K2-4TB | Tribrid DVR, 8 Channel TurboHD/Analog, Auto-Detect, H.265+/H.265, 720p Real-time/5MP12 + 2-6MP IP Camera, HDMI, Alarm I/O, No Front Panel Control, 4 TB | TRI DVR 8-ch 5MP H.265 4K4TB | Released | 1010 | No | 842571109306 | 10 | 16 | 18 | 6
DVR | DS-7208HUI-K2-6TB | Tribrid DVR, 8 Channel TurboHD/Analog, Auto-Detect, H.265+/H.265, 720p Real-time/5MP12 + 2-6MP IP Camera, HDMI, Alarm I/O, No Front Panel Control, 6 TB | TRI DVR 8-ch 5MP H.265 4K 6TB | Released | 1278 | No | 842571109313 | 10 | 16 | 18 | 6
DVR | DS-7208HUI-K2-8TB | Tribrid DVR, 8 Channel TurboHD/Analog, Auto-Detect, H.265+/H.265, 720p Real-time/5MP12 + 2-6MP IP Camera, HDMI, Alarm I/O, No Front Panel Control, 8 TB | TRI DVR 8-ch 5MP H.265 4K 8TB | Released | 1522 | No | 842571109320 | 10 | 16 | 18 | 6
DVR | DS-7216HQI-K2 | Tribrid DVR, 16 Channel TurboHD/Analog, Auto-Detect, H.265+/H.265, 720p Real-time/2MP15 + 2-4MP IP Camera, HDMI, Alarm I/O, No Front Panel Control, No HDD | TRI DVR 16-ch 2MP H.265 4K | Released | 435 | No | 842571105056 | 8 | 2 | 11 | 9
DVR | DS-7216HQI-K2/P | Tribrid DVR, 16 Channel TurboHD/Analog, Auto-Detect, H.265+/H.265, 720p Real-time/2MP15 + 2-4MP IP Camera, HDMI, Alarm I/O, No Front Panel Control, Power over Coax, No HDD | TRI DVR 16-ch 2MP H.265 4K PoC | Released | 687 | No | 842571108613 | 9 | 16 | 18 | 6
DVR | DS-7216HQI-K2/P-12TB | Tribrid DVR, 16 Channel TurboHD/Analog, Auto-Detect, H.265+/H.265, 720p Real-time/2MP15 + 2-4MP IP Camera, HDMI, Alarm I/O, No Front Panel Control, Power over Coax, 12 TB | TRI DVR 16ch2MP H265PoC 12TB | Released | 2328 | No | 842571108873 | 13 | 16 | 18 | 6
DVR | DS-7216HQI-K2/P-16TB | Tribrid DVR, 16 Channel TurboHD/Analog, Auto-Detect, H.265+/H.265, 720p Real-time/2MP15 + 2-4MP IP Camera, HDMI, Alarm I/O, No Front Panel Control, Power over Coax, 16 TB | DVR 16ch 2MP H265 PoC 16TB | Released | 2700 | No | 842571116595 | 11 | 16 | 18 | 6
DVR | DS-7216HQI-K2/P-1TB | Tribrid DVR, 16 Channel TurboHD/Analog, Auto-Detect, H.265+/H.265, 720p Real-time/2MP15 + 2-4MP IP Camera, HDMI, Alarm I/O, No Front Panel Control, Power over Coax, 1 TB | TRI DVR 16ch 2MP H.265 PoC 1TB | Released | 952 | No | 842571108811 | 11 | 16 | 18 | 6
DVR | DS-7216HQI-K2/P-2TB | Tribrid DVR, 16 Channel TurboHD/Analog, Auto-Detect, H.265+/H.265, 720p Real-time/2MP15 + 2-4MP IP Camera, HDMI, Alarm I/O, No Front Panel Control, Power over Coax, 2 TB | TRI DVR 16ch 2MP H.265 PoC 2TB | Released | 1025 | No | 842571108828 | 11 | 16 | 18 | 6
DVR | DS-7216HQI-K2/P-3TB | Tribrid DVR, 16 Channel TurboHD/Analog, Auto-Detect, H.265+/H.265, 720p Real-time/2MP15 + 2-4MP IP Camera, HDMI, Alarm I/O, No Front Panel Control, Power over Coax, 3 TB | TRI DVR 16ch 2MP H.265 PoC | EOL - Preparation | 1159 | No | 842571108835 | 11 | 16 | 18 | 6
DVR | DS-7216HQI-K2/P-4TB | Tribrid DVR, 16 Channel TurboHD/Analog, Auto-Detect, H.265+/H.265, 720p Real-time/2MP15 + 2-4MP IP Camera, HDMI, Alarm I/O, No Front Panel Control, Power over Coax, 4 TB | TRI DVR 16ch 2MP H.265 PoC 4TB | Released | 1281 | No | 842571108842 | 11 | 16 | 18 | 6
DVR | DS-7216HQI-K2/P-6TB | Tribrid DVR, 16 Channel TurboHD/Analog, Auto-Detect, H.265+/H.265, 720p Real-time/2MP15 + 2-4MP IP Camera, HDMI, Alarm I/O, No Front Panel Control, Power over Coax, 6 TB | TRI DVR 16ch 2MP H.265 PoC 6TB | Released | 1549 | No | 842571108859 | 11 | 16 | 18 | 6
DVR | DS-7216HQI-K2/P-8TB | Tribrid DVR, 16 Channel TurboHD/Analog, Auto-Detect, H.265+/H.265, 720p Real-time/2MP15 + 2-4MP IP Camera, HDMI, Alarm I/O, No Front Panel Control, Power over Coax, 8 TB | TRI DVR 16ch 2MP H.265 PoC 8TB | Released | 1792 | No | 842571108866 | 11 | 16 | 18 | 6
DVR | DS-7216HQI-K2-12TB | Tribrid DVR, 16 Channel TurboHD/Analog, Auto-Detect, H.265+/H.265, 720p Real-time/2MP15 + 2-4MP IP Camera, HDMI, Alarm I/O, No Front Panel Control, 12 TB | TRI DVR 16ch 2MP H.265 12TB | Released | 1796 | No | 842571109085 | 11 | 16 | 18 | 6
DVR | DS-7216HQI-K2-16TB | Tribrid DVR, 16 Channel TurboHD/Analog, Auto-Detect, H.265+/H.265, 720p Real-time/2MP15 + 2-4MP IP Camera, HDMI, Alarm I/O, No Front Panel Control, 16 TB | TRI DVR 16ch 2MP H.265 16TB | Released | 2087 | No | 842571116571 | 10 | 2 | 11 | 9
DVR | DS-7216HQI-K2-1TB | Tribrid DVR, 16 Channel TurboHD/Analog, Auto-Detect, H.265+/H.265, 720p Real-time/2MP15 + 2-4MP IP Camera, HDMI, Alarm I/O, No Front Panel Control, 1 TB | TRI DVR 16ch 2MP H.265 1TB | Released | 561 | No | 842571109023 | 11 | 16 | 18 | 6
DVR | DS-7216HQI-K2-2TB | Tribrid DVR, 16 Channel TurboHD/Analog, Auto-Detect, H.265+/H.265, 720p Real-time/2MP15 + 2-4MP IP Camera, HDMI, Alarm I/O, No Front Panel Control, 2 TB | TRI DVR 16ch 2MP H.265 2TB | Released | 633 | No | 842571109030 | 11 | 16 | 18 | 6
DVR | DS-7216HQI-K2-4TB | Tribrid DVR, 16 Channel TurboHD/Analog, Auto-Detect, H.265+/H.265, 720p Real-time/2MP15 + 2-4MP IP Camera, HDMI, Alarm I/O, No Front Panel Control, 4 TB | TRI DVR 16ch 2MP H.265 4TB | Released | 839 | No | 842571109054 | 11 | 16 | 18 | 6
DVR | DS-7216HQI-K2-6TB | Tribrid DVR, 16 Channel TurboHD/Analog, Auto-Detect, H.265+/H.265, 720p Real-time/2MP15 + 2-4MP IP Camera, HDMI, Alarm I/O, No Front Panel Control, 6 TB | TRI DVR 16ch 2MP H.265 6TB | Released | 1057 | No | 842571109061 | 11 | 16 | 18 | 6
DVR | DS-7216HQI-K2-8TB | Tribrid DVR, 16 Channel TurboHD/Analog, Auto-Detect, H.265+/H.265, 720p Real-time/2MP15 + 2-4MP IP Camera, HDMI, Alarm I/O, No Front Panel Control, 8 TB | TRI DVR 16ch 2MP H.265 8TB | Released | 1274 | No | 842571109078 | 11 | 16 | 18 | 6
DVR | DS-7216HUHI-F2/N | Tribrid DVR, 16 Channel TurboHD/Analog, Auto-Detect, H.264+, 720p Real-time/1080p15 + 2-4MP IP Camera, HDMI, Alarm I/O, Front Panel Control, 2 HDD | TRI DVR 16ch H264+ 3MP 1HDD | Released | 739 | No | 813908026375 | 9 | 2 | 11 | 9
DVR | DS-7216HUHI-F2/N-12TB | Tribrid DVR, 16 Channel TurboHD/Analog, Auto-Detect, H.264+, 720p Real-time/1080p15 + 2-4MP IP Camera, HDMI, Alarm I/O, Front Panel Control, 12 TB HDD | TRI DVR 16ch H264+ 3MP 12TB | Released | 2130 | No | 842571100020 | 11 | 17 | 16 | 5
DVR | DS-7216HUHI-F2/N-1TB | Tribrid DVR, 16 Channel TurboHD/Analog, Auto-Detect, H.264+, 720p Real-time/1080p15 + 2-4MP IP Camera, HDMI, Alarm I/O, Front Panel Control, 1 TB HDD | TRI DVR 16ch H264+ 3MP 1TB | Released | 902 | No | 813908029970 | 9 | 17 | 16 | 5
DVR | DS-7216HUHI-F2/N-2TB | Tribrid DVR, 16 Channel TurboHD/Analog, Auto-Detect, H.264+, 720p Real-time/1080p15 + 2-4MP IP Camera, HDMI, Alarm I/O, Front Panel Control, 2 TB HDD | TRI DVR 16ch H264+ 3MP 2TB | Released | 967 | No | 813908029987 | 9 | 17 | 16 | 5
DVR | DS-7216HUHI-F2/N-4TB | Tribrid DVR, 16 Channel TurboHD/Analog, Auto-Detect, H.264+, 720p Real-time/1080p15 + 2-4MP IP Camera, HDMI, Alarm I/O, Front Panel Control, 4 TB HDD | TRI DVR 16ch H264+ 3MP 4TB | Released | 1196 | No | 813908029994 | 9 | 17 | 16 | 5
DVR | DS-7216HUHI-F2/N-6TB | Tribrid DVR, 16 Channel TurboHD/Analog, Auto-Detect, H.264+, 720p Real-time/1080p15 + 2-4MP IP Camera, HDMI, Alarm I/O, Front Panel Control, 6 TB HDD | TRI DVR 16ch H264+ 3MP 6TB | Released | 1435 | No | 842571100006 | 9 | 17 | 16 | 5
DVR | DS-7216HUHI-F2/N-8TB | Tribrid DVR, 16 Channel TurboHD/Analog, Auto-Detect, H.264+, 720p Real-time/1080p15 + 2-4MP IP Camera, HDMI, Alarm I/O, Front Panel Control, 8 TB HDD | TRI DVR 16ch H264+ 3MP 8TB | Released | 1652 | No | 842571100013 | 10 | 17 | 16 | 5
DVR | DS-7216HUI-K2 | Tribrid DVR, 16 Channel TurboHD/Analog, Auto-Detect, H.265+/H.265, 720p Real-time/5MP12 + 2-6MP IP Camera, HDMI, Alarm I/O, No Front Panel Control, No HDD | TRI DVR 16-ch 5MP H.265 4K | Released | 807 | No | 842571108644 | 9 | 16 | 18 | 6
DVR | DS-7216HUI-K2/P | Tribrid DVR, 16 Channel TurboHD/Analog, Auto-Detect, H.265+/H.265, 720p Real-time/2MP15 + 8-6MP IP Camera, HDMI, Alarm I/O, No Front Panel Control, Power over Coax, No HDD | TRI DVR 16-Ch 5MP H.265 PoC | Released | 1065 | No | 842571116137 | 10 | 15 | 17 | 5
DVR | DS-7216HUI-K2/P-12TB | Tribrid DVR, 16 Channel TurboHD/Analog, Auto-Detect, H.265+/H.265, 720p Real-time/2MP15 + 8-6MP IP Camera, HDMI, Alarm I/O, No Front Panel Control, Power over Coax, 12 TB | TRI DVR16C5MP H.265 PoC 12TB | Released | 2435 | No | 842571115529 | 13 | 5 | 17 | 15
DVR | DS-7216HUI-K2/P-16TB | Tribrid DVR, 16 Channel TurboHD/Analog, Auto-Detect, H.265+/H.265, 720p Real-time/2MP15 + 8-6MP IP Camera, HDMI, Alarm I/O, No Front Panel Control, Power over Coax, 16 TB | TRI DVR16C5MP H.265 PoC 16TB | Released | 2891 | No | 842571115536 | 13 | 5 | 17 | 15
DVR | DS-7216HUI-K2/P-1TB | Tribrid DVR, 16 Channel TurboHD/Analog, Auto-Detect, H.265+/H.265, 720p Real-time/2MP15 + 8-6MP IP Camera, HDMI, Alarm I/O, No Front Panel Control, Power over Coax, 1 TB | TRI DVR 16C 5MP H.265 PoC 1TB | Released | 1228 | No | 842571115468 | 11 | 5 | 17 | 15
DVR | DS-7216HUI-K2/P-2TB | Tribrid DVR, 16 Channel TurboHD/Analog, Auto-Detect, H.265+/H.265, 720p Real-time/2MP15 + 8-6MP IP Camera, HDMI, Alarm I/O, No Front Panel Control, Power over Coax, 2 TB | TRI DVR 16C 5MP H.265 PoC 2TB | Released | 1293 | No | 842571115475 | 11 | 5 | 17 | 15
DVR | DS-7216HUI-K2/P-3TB | Tribrid DVR, 16 Channel TurboHD/Analog, Auto-Detect, H.265+/H.265, 720p Real-time/2MP15 + 8-6MP IP Camera, HDMI, Alarm I/O, No Front Panel Control, Power over Coax, 3 TB | TRI DVR 16C 5MP H.265 PoC | EOL - Preparation | 1413 | No | 842571115482 | 11 | 5 | 17 | 15
DVR | DS-7216HUI-K2/P-4TB | Tribrid DVR, 16 Channel TurboHD/Analog, Auto-Detect, H.265+/H.265, 720p Real-time/2MP15 + 8-6MP IP Camera, HDMI, Alarm I/O, No Front Panel Control, Power over Coax, 4 TB | TRI DVR 16C 5MP H.265 PoC 4TB | Released | 1522 | No | 842571115499 | 11 | 5 | 17 | 15
DVR | DS-7216HUI-K2/P-6TB | Tribrid DVR, 16 Channel TurboHD/Analog, Auto-Detect, H.265+/H.265, 720p Real-time/2MP15 + 8-6MP IP Camera, HDMI, Alarm I/O, No Front Panel Control, Power over Coax, 6 TB | TRI DVR 16C 5MP H.265 PoC 6TB | Released | 1761 | No | 842571115505 | 11 | 5 | 17 | 15
DVR | DS-7216HUI-K2/P-8TB | Tribrid DVR, 16 Channel TurboHD/Analog, Auto-Detect, H.265+/H.265, 720p Real-time/2MP15 + 8-6MP IP Camera, HDMI, Alarm I/O, No Front Panel Control, Power over Coax, 8 TB | TRI DVR 16C 5MP H.265 PoC 8TB | Released | 1978 | No | 842571115512 | 11 | 5 | 17 | 15
DVR | DS-7216HUI-K2-12TB | Tribrid DVR, 16 Channel TurboHD/Analog, Auto-Detect, H.265+/H.265, 720p Real-time/5MP12 + 2-6MP IP Camera, HDMI, Alarm I/O, No Front Panel Control, 12 TB | TRI DVR16ch5MP H.265 4K 12TB | Released | 2198 | No | 842571109405 | 13 | 16 | 18 | 6
DVR | DS-7216HUI-K2-16TB | Tribrid DVR, 16 Channel TurboHD/Analog, Auto-Detect, H.265+/H.265, 720p Real-time/5MP12 + 2-6MP IP Camera, HDMI, Alarm I/O, No Front Panel Control, 16 TB | TRI DVR16ch 5MPH.265 4K 16TB | Released | 2632 | No | 842571109412 | 13 | 16 | 18 | 6
DVR | DS-7216HUI-K2-1TB | Tribrid DVR, 16 Channel TurboHD/Analog, Auto-Detect, H.265+/H.265, 720p Real-time/5MP12 + 2-6MP IP Camera, HDMI, Alarm I/O, No Front Panel Control, 1 TB | TRI DVR 16-ch 5MP H.265 4K 1TB | Released | 970 | No | 842571109351 | 11 | 16 | 18 | 6
DVR | DS-7216HUI-K2-2TB | Tribrid DVR, 16 Channel TurboHD/Analog, Auto-Detect, H.265+/H.265, 720p Real-time/5MP12 + 2-6MP IP Camera, HDMI, Alarm I/O, No Front Panel Control, 2TB | TRIDVR16-ch 5MPH.2654K2TB | Released | 1034 | No | 842571108286 | 10 | 16 | 18 | 6
DVR | DS-7216HUI-K2-3TB | Tribrid DVR, 16 Channel TurboHD/Analog, Auto-Detect, H.265+/H.265, 720p Real-time/5MP12 + 2-6MP IP Camera, HDMI, Alarm I/O, No Front Panel Control, 3 TB | TRI DVR 16-ch 5MP H.265 4K | EOL - Preparation | 1155 | No | 842571109368 | 11 | 16 | 18 | 6
DVR | DS-7216HUI-K2-4TB | Tribrid DVR, 16 Channel TurboHD/Analog, Auto-Detect, H.265+/H.265, 720p Real-time/5MP12 + 2-6MP IP Camera, HDMI, Alarm I/O, No Front Panel Control, 4 TB | TRI DVR 16-ch 5MP H.2654K4TB | Released | 1263 | No | 842571109375 | 11 | 16 | 18 | 6
DVR | DS-7216HUI-K2-6TB | Tribrid DVR, 16 Channel TurboHD/Analog, Auto-Detect, H.265+/H.265, 720p Real-time/5MP12 + 2-6MP IP Camera, HDMI, Alarm I/O, No Front Panel Control, 6 TB | TRI DVR 16-ch 5MP H.265 4K 6TB | Released | 1502 | No | 842571109382 | 11 | 16 | 18 | 6
DVR | DS-7216HUI-K2-8TB | Tribrid DVR, 16 Channel TurboHD/Analog, Auto-Detect, H.265+/H.265, 720p Real-time/5MP12 + 2-6MP IP Camera, HDMI, Alarm I/O, No Front Panel Control, 8 TB | TRI DVR 16-ch 5MP H.265 4K 8TB | Released | 1719 | No | 842571109399 | 11 | 16 | 18 | 6
DVR | DS-7308HQHI-SH-16TB | Tribrid DVR, 8 Channel TurboHD/Analog, Auto-Detect,, H.264, 1080p Real-time + 2-1080p IP Cameras, HDMI, Alarm I/O, Front Panel, with 16TB | TDVR 8CH HD/ANA/IP 4SATA 16TB | Released | 2255 | No | 816783019210 | 22 | 19 | 20 | 6
DVR | DS-7308HQI-K4 | Tribrid DVR, 8 Channel TurboHD/Analog, Auto-Detect, H.265+, 720p/1080p/3MP 15fps + up to 10-ch 4MP IP Camera, HDMI, Alarm I/O, Front Panel Controls, No HDD | TRI DVR 8-ch 2MP H.265 No HDD | Released | 635 | No | 842571113907 | 15 | 20 | 20 | 7
DVR | DS-7308HQI-K4-10TB | Tribrid DVR, 8 Channel TurboHD/Analog, Auto-Detect, H.265+, 720p/1080p/3MP 15fps + up to 10-ch 4MP IP Camera, HDMI, Alarm I/O, Front Panel Controls, 10TB | TRI DVR 8-ch 2MP H.265 10TB | Released | 1776 | No | 842571114843 | 17 | 20 | 20 | 7
DVR | DS-7308HQI-K4-12TB | Tribrid DVR, 8 Channel TurboHD/Analog, Auto-Detect, H.265+, 720p/1080p/3MP 15fps + up to 10-ch 4MP IP Camera, HDMI, Alarm I/O, Front Panel Controls, 12TB | TRI DVR 8-ch 2MP H.265 12TB | Released | 2026 | No | 842571114850 | 17 | 20 | 20 | 7
DVR | DS-7308HQI-K4-16TB | Tribrid DVR, 8 Channel TurboHD/Analog, Auto-Detect, H.265+, 720p/1080p/3MP 15fps + up to 10-ch 4MP IP Camera, HDMI, Alarm I/O, Front Panel Controls, 16TB | TRI DVR 8-ch 2MP H.265 16TB | Released | 2461 | No | 842571114867 | 17 | 20 | 20 | 7
DVR | DS-7308HQI-K4-18TB | Tribrid DVR, 8 Channel TurboHD/Analog, Auto-Detect, H.265+, 720p/1080p/3MP 15fps + up to 10-ch 4MP IP Camera, HDMI, Alarm I/O, Front Panel Controls, 18TB | TRI DVR 8-ch 2MP H.265 18TB | Released | 2722 | No | 842571114874 | 21 | 20 | 20 | 7
DVR | DS-7308HQI-K4-1TB | Tribrid DVR, 8 Channel TurboHD/Analog, Auto-Detect, H.265+, 720p/1080p/3MP 15fps + up to 10-ch 4MP IP Camera, HDMI, Alarm I/O, Front Panel Controls, 1TB | TRI DVR 8-ch 2MP H.265 1TB | Released | 798 | No | 842571113914 | 17 | 20 | 20 | 7
DVR | DS-7308HQI-K4-24TB | Tribrid DVR, 8 Channel TurboHD/Analog, Auto-Detect, H.265+, 720p/1080p/3MP 15fps + up to 10-ch 4MP IP Camera, HDMI, Alarm I/O, Front Panel Controls, 24TB | TRI DVR 8-ch 2MP H.265 24TB | Released | 3374 | No | 842571114881 | 21 | 20 | 20 | 7
DVR | DS-7308HQI-K4-2TB | Tribrid DVR, 8 Channel TurboHD/Analog, Auto-Detect, H.265+, 720p/1080p/3MP 15fps + up to 10-ch 4MP IP Camera, HDMI, Alarm I/O, Front Panel Controls, 2TB | TRI DVR 8-ch 2MP H.265 2TB | Released | 863 | No | 842571113921 | 17 | 20 | 20 | 7
DVR | DS-7308HQI-K4-32TB | Tribrid DVR, 8 Channel TurboHD/Analog, Auto-Detect, H.265+, 720p/1080p/3MP 15fps + up to 10-ch 4MP IP Camera, HDMI, Alarm I/O, Front Panel Controls, 32TB | TRI DVR 8-ch 2MP H.265 32TB | Released | 4287 | No | 842571113976 | 23 | 20 | 20 | 7
DVR | DS-7308HQI-K4-3TB | Tribrid DVR, 8 Channel TurboHD/Analog, Auto-Detect, H.265+, 720p/1080p/3MP 15fps + up to 10-ch 4MP IP Camera, HDMI, Alarm I/O, Front Panel Controls, 3TB | TRI DVR 8-ch 2MP H.265 3TB | EOL - Preparation | 983 | No | 842571113938 | 17 | 20 | 20 | 7
DVR | DS-7308HQI-K4-4TB | Tribrid DVR, 8 Channel TurboHD/Analog, Auto-Detect, H.265+, 720p/1080p/3MP 15fps + up to 10-ch 4MP IP Camera, HDMI, Alarm I/O, Front Panel Controls, 4TB | TRI DVR 8-ch 2MP H.265 4TB | Released | 1091 | No | 842571113945 | 17 | 20 | 20 | 7
DVR | DS-7308HQI-K4-6TB | Tribrid DVR, 8 Channel TurboHD/Analog, Auto-Detect, H.265+, 720p/1080p/3MP 15fps + up to 10-ch 4MP IP Camera, HDMI, Alarm I/O, Front Panel Controls, 6TB | TRI DVR 8-ch 2MP H.265 6TB | Released | 1330 | No | 842571113952 | 17 | 20 | 20 | 7
DVR | DS-7308HQI-K4-8TB | Tribrid DVR, 8 Channel TurboHD/Analog, Auto-Detect, H.265+, 720p/1080p/3MP 15fps + up to 10-ch 4MP IP Camera, HDMI, Alarm I/O, Front Panel Controls, 8TB | TRI DVR 8-ch 2MP H.265 8TB | Released | 1548 | No | 842571113969 | 17 | 20 | 20 | 7
DVR | DS-7308HUHI-F4/N | 8-ch Turbo HD HD-TVI/Analog DVR, 4-ch audio input, 4 SATA interfaces, 3MP: 15fps, 1920×1080P: 25(P)/30(N) fps/ch, up to 10-ch IPC input, 4K UHD output, dual Gigabit Ethernet NICs, dual HDMI output, alarm I/O: 16/4, 1.5U 19" case | THD DVR 8-ch 3MP 2 NC 4SAT 4K | Released | 707 | No | 842571102437 | 15 | 19 | 20 | 6
DVR | DS-7308HUHI-F4/N-10TB | Tribrid DVR, 8 Channel TurboHD/Analog, Auto-Detect, H.264+, 720p/1080p Real-time/3MP15 + 2-8MP IP Camera, HDMI, Alarm I/O, Front Panel Controls, 10TB | TRI DVR 8-ch 3MP H.264 4K 10TB | Released | 1848 | No | 842571106459 | 19 | 19 | 20 | 6
DVR | DS-7308HUHI-F4/N-12TB | Tribrid DVR, 8 Channel TurboHD/Analog, Auto-Detect, H.264+, 720p/1080p Real-time/3MP15 + 2-8MP IP Camera, HDMI, Alarm I/O, Front Panel Controls, 12TB | TRI DVR 8-ch 3MP H.264 4K 12TB | Released | 2098 | No | 842571106466 | 19 | 19 | 20 | 6
DVR | DS-7308HUHI-F4/N-16TB | Tribrid DVR, 8 Channel TurboHD/Analog, Auto-Detect, H.264+, 720p/1080p Real-time/3MP15 + 2-8MP IP Camera, HDMI, Alarm I/O, Front Panel Controls, 16TB | TRI DVR 8-ch 3MP H.264 4K 16TB | Released | 2554 | No | 842571106473 | 21 | 19 | 20 | 6
DVR | DS-7308HUHI-F4/N-18TB | Tribrid DVR, 8 Channel TurboHD/Analog, Auto-Detect, H.264+, 720p/1080p Real-time/3MP15 + 2-8MP IP Camera, HDMI, Alarm I/O, Front Panel Controls, 18TB | TRI DVR 8-ch 3MP H.264 4K 18TB | Released | 2793 | No | 842571106480 | 21 | 19 | 20 | 6
DVR | DS-7308HUHI-F4/N-1TB | Tribrid DVR, 8 Channel TurboHD/Analog, Auto-Detect, H.264+, 720p/1080p Real-time/3MP15 + 2-8MP IP Camera, HDMI, Alarm I/O, Front Panel Controls, 1TB | TRI DVR 8-ch 3MP H.264 4K 1TB | Released | 870 | No | 842571106398 | 17 | 19 | 20 | 6
DVR | DS-7308HUHI-F4/N-24TB | Tribrid DVR, 8 Channel TurboHD/Analog, Auto-Detect, H.264+, 720p/1080p Real-time/3MP15 + 2-8MP IP Camera, HDMI, Alarm I/O, Front Panel Controls, 24TB | TRI DVR 8-ch 3MP H.264 4K 24TB | Released | 3489 | No | 842571106497 | 23 | 19 | 20 | 6
DVR | DS-7308HUHI-F4/N-2TB | Tribrid DVR, 8 Channel TurboHD/Analog, Auto-Detect, H.264+, 720p/1080p Real-time/3MP15 + 2-8MP IP Camera, HDMI, Alarm I/O, Front Panel Controls, 2TB | TRI DVR 8-ch 3MP H.264 4K 2TB | Released | 935 | No | 842571106404 | 17 | 19 | 20 | 6
DVR | DS-7308HUHI-F4/N-3TB | Tribrid DVR, 8 Channel TurboHD/Analog, Auto-Detect, H.264+, 720p/1080p Real-time/3MP15 + 2-8MP IP Camera, HDMI, Alarm I/O, Front Panel Controls, 3TB | TRI DVR 8-ch 3MP H.264 4K | EOL - Preparation | 1054 | No | 842571106411 | 17 | 19 | 20 | 6
DVR | DS-7308HUHI-F4/N-4TB | Tribrid DVR, 8 Channel TurboHD/Analog, Auto-Detect, H.264+, 720p/1080p Real-time/3MP15 + 2-8MP IP Camera, HDMI, Alarm I/O, Front Panel Controls, 4TB | TRI DVR 8-ch 3MP H.264 4K 4TB | Released | 1163 | No | 842571106428 | 17 | 19 | 20 | 6
DVR | DS-7308HUHI-F4/N-6TB | Tribrid DVR, 8 Channel TurboHD/Analog, Auto-Detect, H.264+, 720p/1080p Real-time/3MP15 + 2-8MP IP Camera, HDMI, Alarm I/O, Front Panel Controls, 6TB | TRI DVR 8-ch 3MP H.264 4K 6TB | Released | 1402 | No | 842571106435 | 17 | 19 | 20 | 6
DVR | DS-7308HUHI-F4/N-8TB | Tribrid DVR, 8 Channel TurboHD/Analog, Auto-Detect, H.264+, 720p/1080p Real-time/3MP15 + 2-8MP IP Camera, HDMI, Alarm I/O, Front Panel Controls, 8TB | TRI DVR 8-ch 3MP H.264 4K 8TB | Released | 1620 | No | 842571106442 | 19 | 19 | 20 | 6
DVR | DS-7308HUI-K4 | Tribrid DVR, 8 Channel TurboHD/Analog, Auto-Detect, H.265+, 1080p/3MP/4MP/5MP 30/18/15/12fps + up to 10-ch 8MP IP Camera, 2-HDMI, Alarm I/O, Front Panel Controls, No HDD | TRI DVR 8-ch 5MP H.265 No HDD | Released | 952 | No | 842571114140 | 15 | 20 | 20 | 7
DVR | DS-7308HUI-K4-10TB | Tribrid DVR, 8 Channel TurboHD/Analog, Auto-Detect, H.265+, 1080p/3MP/4MP/5MP 30/18/15/12fps + up to 10-ch 8MP IP Camera, 2-HDMI, Alarm I/O, Front Panel Controls, 10TB | TRI DVR 8-ch 5MP H.265 10TB | Released | 2093 | No | 842571114997 | 19 | 20 | 20 | 7
DVR | DS-7308HUI-K4-12TB | Tribrid DVR, 8 Channel TurboHD/Analog, Auto-Detect, H.265+, 1080p/3MP/4MP/5MP 30/18/15/12fps + up to 10-ch 8MP IP Camera, 2-HDMI, Alarm I/O, Front Panel Controls, 12TB | TRI DVR 8-ch 5MP H.265 12TB | Released | 2343 | No | 842571115000 | 19 | 20 | 20 | 7
DVR | DS-7308HUI-K4-16TB | Tribrid DVR, 8 Channel TurboHD/Analog, Auto-Detect, H.265+, 1080p/3MP/4MP/5MP 30/18/15/12fps + up to 10-ch 8MP IP Camera, 2-HDMI, Alarm I/O, Front Panel Controls, 16TB | TRI DVR 8-ch 5MP H.265 16TB | Released | 2800 | No | 842571115017 | 19 | 20 | 20 | 7
DVR | DS-7308HUI-K4-18TB | Tribrid DVR, 8 Channel TurboHD/Analog, Auto-Detect, H.265+, 1080p/3MP/4MP/5MP 30/18/15/12fps + up to 10-ch 8MP IP Camera, 2-HDMI, Alarm I/O, Front Panel Controls, 18TB | TRI DVR 8-ch 5MP H.265 18TB | Released | 3039 | No | 842571115024 | 21 | 20 | 20 | 7
DVR | DS-7308HUI-K4-1TB | Tribrid DVR, 8 Channel TurboHD/Analog, Auto-Detect, H.265+, 1080p/3MP/4MP/5MP 30/18/15/12fps + up to 10-ch 8MP IP Camera, 2-HDMI, Alarm I/O, Front Panel Controls, 1TB | TRI DVR 8-ch 5MP H.265 1TB | Released | 1115 | No | 842571114157 | 17 | 20 | 20 | 7
DVR | DS-7308HUI-K4-24TB | Tribrid DVR, 8 Channel TurboHD/Analog, Auto-Detect, H.265+, 1080p/3MP/4MP/5MP 30/18/15/12fps + up to 10-ch 8MP IP Camera, 2-HDMI, Alarm I/O, Front Panel Controls, 24TB | TRI DVR 8-ch 5MP H.265 24TB | Released | 3735 | No | 842571115031 | 21 | 20 | 20 | 7
DVR | DS-7308HUI-K4-2TB | Tribrid DVR, 8 Channel TurboHD/Analog, Auto-Detect, H.265+, 1080p/3MP/4MP/5MP 30/18/15/12fps + up to 10-ch 8MP IP Camera, 2-HDMI, Alarm I/O, Front Panel Controls, 2TB | TRI DVR 8-ch 5MP H.265 2TB | Released | 1180 | No | 842571114164 | 17 | 20 | 20 | 7
DVR | DS-7308HUI-K4-32TB | Tribrid DVR, 8 Channel TurboHD/Analog, Auto-Detect, H.265+, 1080p/3MP/4MP/5MP 30/18/15/12fps + up to 10-ch 8MP IP Camera, 2-HDMI, Alarm I/O, Front Panel Controls, 28TB | TRI DVR 8-ch 5MP H.265 32TB | Released | 4604 | No | 842571114218 | 23 | 20 | 20 | 7
DVR | DS-7308HUI-K4-3TB | Tribrid DVR, 8 Channel TurboHD/Analog, Auto-Detect, H.265+, 1080p/3MP/4MP/5MP 30/18/15/12fps + up to 10-ch 8MP IP Camera, 2-HDMI, Alarm I/O, Front Panel Controls, 3TB | TRI DVR 8-ch 5MP H.265 3TB | EOL - Preparation | 1300 | No | 842571114171 | 17 | 20 | 20 | 7
DVR | DS-7308HUI-K4-4TB | Tribrid DVR, 8 Channel TurboHD/Analog, Auto-Detect, H.265+, 1080p/3MP/4MP/5MP 30/18/15/12fps + up to 10-ch 8MP IP Camera, 2-HDMI, Alarm I/O, Front Panel Controls, 4TB | TRI DVR 8-ch 5MP H.265 4TB | Released | 1409 | No | 842571114188 | 17 | 20 | 20 | 7
DVR | DS-7308HUI-K4-6TB | Tribrid DVR, 8 Channel TurboHD/Analog, Auto-Detect, H.265+, 1080p/3MP/4MP/5MP 30/18/15/12fps + up to 10-ch 8MP IP Camera, 2-HDMI, Alarm I/O, Front Panel Controls, 6TB | TRI DVR 8-ch 5MP H.265 6TB | Released | 1648 | No | 842571114195 | 17 | 20 | 20 | 7
DVR | DS-7308HUI-K4-8TB | Tribrid DVR, 8 Channel TurboHD/Analog, Auto-Detect, H.265+, 1080p/3MP/4MP/5MP 30/18/15/12fps + up to 10-ch 8MP IP Camera, 2-HDMI, Alarm I/O, Front Panel Controls, 8TB | TRI DVR 8-ch 5MP H.265 8TB | Released | 1865 | No | 842571114201 | 17 | 20 | 20 | 7
DVR | DS-7316HQI-K4 | Tribrid DVR, 16 Channel TurboHD/Analog, Auto-Detect, H.265+, 720p/1080p/3MP 15fps + up to 18-ch 4MP IP Camera, HDMI, Alarm I/O, Front Panel Controls, No HDD | TRI DVR 16-ch 2MP H.265 No HDD | Released | 841 | No | 842571113983 | 15 | 20 | 20 | 7
DVR | DS-7316HQI-K4-10TB | Tribrid DVR, 16 Channel TurboHD/Analog, Auto-Detect, H.265+, 720p/1080p/3MP 15fps + up to 18-ch 4MP IP Camera, HDMI, Alarm I/O, Front Panel Controls, 10TB | TRI DVR 16-ch 2MP H.265 10TB | Released | 1983 | No | 842571114898 | 19 | 20 | 20 | 7
DVR | DS-7316HQI-K4-12TB | Tribrid DVR, 16 Channel TurboHD/Analog, Auto-Detect, H.265+, 720p/1080p/3MP 15fps + up to 18-ch 4MP IP Camera, HDMI, Alarm I/O, Front Panel Controls, 12TB | TRI DVR 16-ch 2MP H.265 12TB | Released | 2233 | No | 842571114904 | 19 | 20 | 20 | 7
DVR | DS-7316HQI-K4-16TB | Tribrid DVR, 16 Channel TurboHD/Analog, Auto-Detect, H.265+, 720p/1080p/3MP 15fps + up to 18-ch 4MP IP Camera, HDMI, Alarm I/O, Front Panel Controls, 16TB | TRI DVR 16-ch 2MP H.265 16TB | Released | 2689 | No | 842571114911 | 19 | 20 | 20 | 7
DVR | DS-7316HQI-K4-18TB | Tribrid DVR, 16 Channel TurboHD/Analog, Auto-Detect, H.265+, 720p/1080p/3MP 15fps + up to 18-ch 4MP IP Camera, HDMI, Alarm I/O, Front Panel Controls, 18TB | TRI DVR 16-ch 2MP H.265 18TB | Released | 2928 | No | 842571114928 | 21 | 20 | 20 | 7
DVR | DS-7316HQI-K4-1TB | Tribrid DVR, 16 Channel TurboHD/Analog, Auto-Detect, H.265+, 720p/1080p/3MP 15fps + up to 18-ch 4MP IP Camera, HDMI, Alarm I/O, Front Panel Controls, 1TB | TRI DVR 16-ch 2MP H.265 1TB | Released | 1004 | No | 842571113990 | 17 | 20 | 20 | 7
DVR | DS-7316HQI-K4-24TB | Tribrid DVR, 16 Channel TurboHD/Analog, Auto-Detect, H.265+, 720p/1080p/3MP 15fps + up to 18-ch 4MP IP Camera, HDMI, Alarm I/O, Front Panel Controls, 24TB | TRI DVR 16-ch 2MP H.265 24TB | Released | 3624 | No | 842571114935 | 21 | 20 | 20 | 7
DVR | DS-7316HQI-K4-2TB | Tribrid DVR, 16 Channel TurboHD/Analog, Auto-Detect, H.265+, 720p/1080p/3MP 15fps + up to 18-ch 4MP IP Camera, HDMI, Alarm I/O, Front Panel Controls, 2TB | TRI DVR 16-ch 2MP H.265 2TB | Released | 1070 | No | 842571114003 | 17 | 20 | 20 | 7
DVR | DS-7316HQI-K4-32TB | Tribrid DVR, 16 Channel TurboHD/Analog, Auto-Detect, H.265+, 720p/1080p/3MP 15fps + up to 18-ch 4MP IP Camera, HDMI, Alarm I/O, Front Panel Controls, 32TB | TRI DVR 16-ch 2MP H.265 32TB | Released | 4493 | No | 842571114058 | 23 | 20 | 20 | 7
DVR | DS-7316HQI-K4-3TB | Tribrid DVR, 16 Channel TurboHD/Analog, Auto-Detect, H.265+, 720p/1080p/3MP 15fps + up to 18-ch 4MP IP Camera, HDMI, Alarm I/O, Front Panel Controls, 3TB | TRI DVR 16-ch 2MP H.265 3TB | EOL - Preparation | 1189 | No | 842571114010 | 17 | 20 | 20 | 7
DVR | DS-7316HQI-K4-4TB | Tribrid DVR, 16 Channel TurboHD/Analog, Auto-Detect, H.265+, 720p/1080p/3MP 15fps + up to 18-ch 4MP IP Camera, HDMI, Alarm I/O, Front Panel Controls, 4TB | TRI DVR 16-ch 2MP H.265 4TB | Released | 1298 | No | 842571114027 | 17 | 20 | 20 | 7
DVR | DS-7316HQI-K4-6TB | Tribrid DVR, 16 Channel TurboHD/Analog, Auto-Detect, H.265+, 720p/1080p/3MP 15fps + up to 18-ch 4MP IP Camera, HDMI, Alarm I/O, Front Panel Controls, 6TB | TRI DVR 16-ch 2MP H.265 6TB | Released | 1537 | No | 842571114034 | 17 | 20 | 20 | 7
DVR | DS-7316HQI-K4-8TB | Tribrid DVR, 16 Channel TurboHD/Analog, Auto-Detect, H.265+, 720p/1080p/3MP 15fps + up to 18-ch 4MP IP Camera, HDMI, Alarm I/O, Front Panel Controls, 8TB | TRI DVR 16-ch 2MP H.265 8TB | Released | 1754 | No | 842571114041 | 17 | 20 | 20 | 7
DVR | DS-7316HUI-K4 | Tribrid DVR, 16 Channel TurboHD/Analog, Auto-Detect, H.265+, 1080p/3MP/4MP/5MP 30/18/15/12fps + up to 18-ch 8MP IP Camera, 2-HDMI, Alarm I/O, Front Panel Controls, No HDD | TRI DVR 16-ch 5MP H.265 No HDD | Released | 1130 | No | 842571114225 | 15 | 20 | 20 | 7
DVR | DS-7316HUI-K4-10TB | Tribrid DVR, 16 Channel TurboHD/Analog, Auto-Detect, H.265+, 1080p/3MP/4MP/5MP 30/18/15/12fps + up to 18-ch 8MP IP Camera, 2-HDMI, Alarm I/O, Front Panel Controls, 10TB | TRI DVR 16-ch 5MP H.265 10TB | Released | 2272 | No | 842571115048 | 19 | 20 | 20 | 7
DVR | DS-7316HUI-K4-12TB | Tribrid DVR, 16 Channel TurboHD/Analog, Auto-Detect, H.265+, 1080p/3MP/4MP/5MP 30/18/15/12fps + up to 18-ch 8MP IP Camera, 2-HDMI, Alarm I/O, Front Panel Controls, 12TB | TRI DVR 16-ch 5MP H.265 12TB | Released | 2522 | No | 842571115055 | 19 | 20 | 20 | 7
DVR | DS-7316HUI-K4-16TB | Tribrid DVR, 16 Channel TurboHD/Analog, Auto-Detect, H.265+, 1080p/3MP/4MP/5MP 30/18/15/12fps + up to 18-ch 8MP IP Camera, 2-HDMI, Alarm I/O, Front Panel Controls, 16TB | TRI DVR 16-ch 5MP H.265 16TB | Released | 2978 | No | 842571115062 | 19 | 20 | 20 | 7
DVR | DS-7316HUI-K4-18TB | Tribrid DVR, 16 Channel TurboHD/Analog, Auto-Detect, H.265+, 1080p/3MP/4MP/5MP 30/18/15/12fps + up to 18-ch 8MP IP Camera, 2-HDMI, Alarm I/O, Front Panel Controls, 18TB | TRI DVR 16-ch 5MP H.265 18TB | Released | 3217 | No | 842571115079 | 21 | 20 | 20 | 7
DVR | DS-7316HUI-K4-1TB | Tribrid DVR, 16 Channel TurboHD/Analog, Auto-Detect, H.265+, 1080p/3MP/4MP/5MP 30/18/15/12fps + up to 18-ch 8MP IP Camera, 2-HDMI, Alarm I/O, Front Panel Controls, 1TB | TRI DVR 16-ch 5MP H.265 1TB | Released | 1293 | No | 842571114232 | 17 | 20 | 20 | 7
DVR | DS-7316HUI-K4-24TB | Tribrid DVR, 16 Channel TurboHD/Analog, Auto-Detect, H.265+, 1080p/3MP/4MP/5MP 30/18/15/12fps + up to 18-ch 8MP IP Camera, 2-HDMI, Alarm I/O, Front Panel Controls, 24TB | TRI DVR 16-ch 5MP H.265 24TB | Released | 3913 | No | 842571115086 | 21 | 20 | 20 | 7
DVR | DS-7316HUI-K4-2TB | Tribrid DVR, 16 Channel TurboHD/Analog, Auto-Detect, H.265+, 1080p/3MP/4MP/5MP 30/18/15/12fps + up to 18-ch 8MP IP Camera, 2-HDMI, Alarm I/O, Front Panel Controls, 2TB | TRI DVR 16-ch 5MP H.265 2TB | Released | 1359 | No | 842571114249 | 17 | 20 | 20 | 7
DVR | DS-7316HUI-K4-32TB | Tribrid DVR, 16 Channel TurboHD/Analog, Auto-Detect, H.265+, 1080p/3MP/4MP/5MP 30/18/15/12fps + up to 18-ch 8MP IP Camera, 2-HDMI, Alarm I/O, Front Panel Controls, 28TB | TRI DVR 16-ch 5MP H.265 32TB | Released | 4783 | No | 842571114294 | 23 | 20 | 20 | 7
DVR | DS-7316HUI-K4-3TB | Tribrid DVR, 16 Channel TurboHD/Analog, Auto-Detect, H.265+, 1080p/3MP/4MP/5MP 30/18/15/12fps + up to 18-ch 8MP IP Camera, 2-HDMI, Alarm I/O, Front Panel Controls, 3TB | TRI DVR 16-ch 5MP H.265 3TB | EOL - Preparation | 1478 | No | 842571114256 | 17 | 20 | 20 | 7
DVR | DS-7316HUI-K4-4TB | Tribrid DVR, 16 Channel TurboHD/Analog, Auto-Detect, H.265+, 1080p/3MP/4MP/5MP 30/18/15/12fps + up to 18-ch 8MP IP Camera, 2-HDMI, Alarm I/O, Front Panel Controls, 4TB | TRI DVR 16-ch 5MP H.265 4TB | Released | 1587 | No | 842571114263 | 17 | 20 | 20 | 7
DVR | DS-7316HUI-K4-6TB | Tribrid DVR, 16 Channel TurboHD/Analog, Auto-Detect, H.265+, 1080p/3MP/4MP/5MP 30/18/15/12fps + up to 18-ch 8MP IP Camera, 2-HDMI, Alarm I/O, Front Panel Controls, 6TB | TRI DVR 16-ch 5MP H.265 6TB | Released | 1826 | No | 842571114270 | 17 | 20 | 20 | 7
DVR | DS-7316HUI-K4-8TB | Tribrid DVR, 16 Channel TurboHD/Analog, Auto-Detect, H.265+, 1080p/3MP/4MP/5MP 30/18/15/12fps + up to 18-ch 8MP IP Camera, 2-HDMI, Alarm I/O, Front Panel Controls, 8TB | TRI DVR 16-ch 5MP H.265 8TB | Released | 2043 | No | 842571114287 | 17 | 20 | 20 | 7
DVR | DS-7332HQI-K4 | Tribrid DVR, 32 Channel TurboHD/Analog, Auto-Detect, H.265+, 720p/1080p/3MP 15fps + up to 40-ch 6MP IP Camera, HDMI, Alarm I/O, Front Panel Controls, No HDD | TRI DVR 32-ch 2MP H.265 No HDD | Released | 1300 | No | 842571113730 | 17 | 20 | 20 | 7
DVR | DS-7332HQI-K4-10TB | Tribrid DVR, 32 Channel TurboHD/Analog, Auto-Detect, H.265+, 720p/1080p/3MP 15fps + up to 40-ch 6MP IP Camera, HDMI, Alarm I/O, Front Panel Controls, 10TB | TRI DVR 32-ch 2MP H.265 10TB | Released | 2441 | No | 842571114942 | 21 | 20 | 20 | 7
DVR | DS-7332HQI-K4-12TB | Tribrid DVR, 32 Channel TurboHD/Analog, Auto-Detect, H.265+, 720p/1080p/3MP 15fps + up to 40-ch 6MP IP Camera, HDMI, Alarm I/O, Front Panel Controls, 12TB | TRI DVR 32-ch 2MP H.265 12TB | Released | 2691 | No | 842571114959 | 21 | 20 | 20 | 7
DVR | DS-7332HQI-K4-16TB | Tribrid DVR, 32 Channel TurboHD/Analog, Auto-Detect, H.265+, 720p/1080p/3MP 15fps + up to 40-ch 6MP IP Camera, HDMI, Alarm I/O, Front Panel Controls, 16TB | TRI DVR 32-ch 2MP H.265 16TB | Released | 3148 | No | 842571114980 | 21 | 20 | 20 | 7
DVR | DS-7332HQI-K4-18TB | Tribrid DVR, 32 Channel TurboHD/Analog, Auto-Detect, H.265+, 720p/1080p/3MP 15fps + up to 40-ch 6MP IP Camera, HDMI, Alarm I/O, Front Panel Controls, 18TB | TRI DVR 32-ch 2MP H.265 18TB | Released | 3387 | No | 842571114966 | 23 | 20 | 20 | 7
DVR | DS-7332HQI-K4-1TB | Tribrid DVR, 32 Channel TurboHD/Analog, Auto-Detect, H.265+, 720p/1080p/3MP 15fps + up to 40-ch 6MP IP Camera, HDMI, Alarm I/O, Front Panel Controls, 1TB | TRI DVR 32-ch 2MP H.265 1TB | Released | 1463 | No | 842571114072 | 19 | 20 | 20 | 7
DVR | DS-7332HQI-K4-24TB | Tribrid DVR, 32 Channel TurboHD/Analog, Auto-Detect, H.265+, 720p/1080p/3MP 15fps + up to 40-ch 6MP IP Camera, HDMI, Alarm I/O, Front Panel Controls, 24TB | TRI DVR 32-ch 2MP H.265 24TB | Released | 4083 | No | 842571114973 | 23 | 20 | 20 | 7
DVR | DS-7332HQI-K4-2TB | Tribrid DVR, 32 Channel TurboHD/Analog, Auto-Detect, H.265+, 720p/1080p/3MP 15fps + up to 40-ch 6MP IP Camera, HDMI, Alarm I/O, Front Panel Controls, 2TB | TRI DVR 32-ch 2MP H.265 2TB | Released | 1528 | No | 842571114089 | 19 | 20 | 20 | 7
DVR | DS-7332HQI-K4-32TB | Tribrid DVR, 32 Channel TurboHD/Analog, Auto-Detect, H.265+, 720p/1080p/3MP 15fps + up to 40-ch 6MP IP Camera, HDMI, Alarm I/O, Front Panel Controls, 32TB | TRI DVR 32-ch 2MP H.265 32TB | Released | 4952 | No | 842571114133 | 25 | 20 | 20 | 7
DVR | DS-7332HQI-K4-3TB | Tribrid DVR, 32 Channel TurboHD/Analog, Auto-Detect, H.265+, 720p/1080p/3MP 15fps + up to 40-ch 6MP IP Camera, HDMI, Alarm I/O, Front Panel Controls, 3TB | TRI DVR 32-ch 2MP H.265 3TB | EOL - Preparation | 1648 | No | 842571114096 | 19 | 20 | 20 | 7
DVR | DS-7332HQI-K4-4TB | Tribrid DVR, 32 Channel TurboHD/Analog, Auto-Detect, H.265+, 720p/1080p/3MP 15fps + up to 40-ch 6MP IP Camera, HDMI, Alarm I/O, Front Panel Controls, 4TB | TRI DVR 32-ch 2MP H.265 4TB | Released | 1757 | No | 842571114102 | 19 | 20 | 20 | 7
DVR | DS-7332HQI-K4-6TB | Tribrid DVR, 32 Channel TurboHD/Analog, Auto-Detect, H.265+, 720p/1080p/3MP 15fps + up to 40-ch 6MP IP Camera, HDMI, Alarm I/O, Front Panel Controls, 6TB | TRI DVR 32-ch 2MP H.265 6TB | Released | 1996 | No | 842571114119 | 19 | 20 | 20 | 7
DVR | DS-7332HQI-K4-8TB | Tribrid DVR, 32 Channel TurboHD/Analog, Auto-Detect, H.265+, 720p/1080p/3MP 15fps + up to 40-ch 6MP IP Camera, HDMI, Alarm I/O, Front Panel Controls, 8TB | TRI DVR 32-ch 2MP H.265 8TB | Released | 2213 | No | 842571114126 | 19 | 20 | 20 | 7
DVR | DS-7332HUI-K4 | Tribrid DVR, 32 Channel TurboHD/Analog, Auto-Detect, H.265+, 1080p/3MP/4MP/5MP 30/18/15/12fps + up to 40-ch 8MP IP Camera, 2-HDMI, Alarm I/O, Front Panel Controls, No HDD | TRIDVR 32-ch 5MP H.265 NoHDD | Released | 1957 | No | 842571113747 | 18 | 20 | 20 | 7
DVR | DS-7332HUI-K4-10TB | Tribrid DVR, 32 Channel TurboHD/Analog, Auto-Detect, H.265+, 1080p/3MP/4MP/5MP 30/18/15/12fps + up to 40-ch 8MP IP Camera, 2-HDMI, Alarm I/O, Front Panel Controls, 10TB | TRI DVR 32-ch 5MP H.265 10TB | Released | 3098 | No | 842571115093 | 22 | 20 | 20 | 7
DVR | DS-7332HUI-K4-12TB | Tribrid DVR, 32 Channel TurboHD/Analog, Auto-Detect, H.265+, 1080p/3MP/4MP/5MP 30/18/15/12fps + up to 40-ch 8MP IP Camera, 2-HDMI, Alarm I/O, Front Panel Controls, 12TB | TRI DVR 32-ch 5MP H.265 12TB | Released | 3348 | No | 842571115109 | 22 | 20 | 20 | 7
DVR | DS-7332HUI-K4-16TB | Tribrid DVR, 32 Channel TurboHD/Analog, Auto-Detect, H.265+, 1080p/3MP/4MP/5MP 30/18/15/12fps + up to 40-ch 8MP IP Camera, 2-HDMI, Alarm I/O, Front Panel Controls, 16TB | TRI DVR 32-ch 5MP H.265 16TB | Released | 3804 | No | 842571115116 | 22 | 20 | 20 | 7
DVR | DS-7332HUI-K4-18TB | Tribrid DVR, 32 Channel TurboHD/Analog, Auto-Detect, H.265+, 1080p/3MP/4MP/5MP 30/18/15/12fps + up to 40-ch 8MP IP Camera, 2-HDMI, Alarm I/O, Front Panel Controls, 18TB | TRI DVR 32-ch 5MP H.265 18TB | Released | 4043 | No | 842571115123 | 24 | 20 | 20 | 7
DVR | DS-7332HUI-K4-1TB | Tribrid DVR, 32 Channel TurboHD/Analog, Auto-Detect, H.265+, 1080p/3MP/4MP/5MP 30/18/15/12fps + up to 40-ch 8MP IP Camera, 2-HDMI, Alarm I/O, Front Panel Controls, 1TB | TRI DVR 32-ch 5MP H.265 1TB | Released | 2120 | No | 842571114317 | 20 | 20 | 20 | 7
DVR | DS-7332HUI-K4-24TB | Tribrid DVR, 32 Channel TurboHD/Analog, Auto-Detect, H.265+, 1080p/3MP/4MP/5MP 30/18/15/12fps + up to 40-ch 8MP IP Camera, 2-HDMI, Alarm I/O, Front Panel Controls, 24TB | TRI DVR 32-ch 5MP H.265 24TB | Released | 4739 | No | 842571115130 | 24 | 20 | 20 | 7
DVR | DS-7332HUI-K4-2TB | Tribrid DVR, 32 Channel TurboHD/Analog, Auto-Detect, H.265+, 1080p/3MP/4MP/5MP 30/18/15/12fps + up to 40-ch 8MP IP Camera, 2-HDMI, Alarm I/O, Front Panel Controls, 2TB | TRI DVR 32-ch 5MP H.265 2TB | Released | 2185 | No | 842571114324 | 20 | 20 | 20 | 7
DVR | DS-7332HUI-K4-32TB | Tribrid DVR, 32 Channel TurboHD/Analog, Auto-Detect, H.265+, 1080p/3MP/4MP/5MP 30/18/15/12fps + up to 40-ch 8MP IP Camera, 2-HDMI, Alarm I/O, Front Panel Controls, 32TB | TRI DVR 32-ch 5MP H.265 32TB | Released | 5609 | No | 842571114379 | 26 | 20 | 20 | 7
DVR | DS-7332HUI-K4-3TB | Tribrid DVR, 32 Channel TurboHD/Analog, Auto-Detect, H.265+, 1080p/3MP/4MP/5MP 30/18/15/12fps + up to 40-ch 8MP IP Camera, 2-HDMI, Alarm I/O, Front Panel Controls, 3TB | TRI DVR 32-ch 5MP H.265 3TB | EOL - Preparation | 2304 | No | 842571114331 | 20 | 20 | 20 | 7
DVR | DS-7332HUI-K4-4TB | Tribrid DVR, 32 Channel TurboHD/Analog, Auto-Detect, H.265+, 1080p/3MP/4MP/5MP 30/18/15/12fps + up to 40-ch 8MP IP Camera, 2-HDMI, Alarm I/O, Front Panel Controls, 4TB | TRI DVR 32-ch 5MP H.265 4TB | Released | 2413 | No | 842571114348 | 20 | 20 | 20 | 7
DVR | DS-7332HUI-K4-6TB | Tribrid DVR, 32 Channel TurboHD/Analog, Auto-Detect, H.265+, 1080p/3MP/4MP/5MP 30/18/15/12fps + up to 40-ch 8MP IP Camera, 2-HDMI, Alarm I/O, Front Panel Controls, 6TB | TRI DVR 32-ch 5MP H.265 6TB | Released | 2652 | No | 842571114355 | 20 | 20 | 20 | 7
DVR | DS-7332HUI-K4-8TB | Tribrid DVR, 32 Channel TurboHD/Analog, Auto-Detect, H.265+, 1080p/3MP/4MP/5MP 30/18/15/12fps + up to 40-ch 8MP IP Camera, 2-HDMI, Alarm I/O, Front Panel Controls, 8TB | TRI DVR 32-ch 5MP H.265 8TB | Released | 2870 | No | 842571114362 | 20 | 20 | 20 | 7
NVR Value | DS-7604NI-Q1/4P | NVR, 4-Channel, H264+/H264/H265/H.265+, up to 8MP, Integrated 4-port PoE, HDMI, 1-SATA, No HDD | 4CH NVR POE 1SATA HDMI NOHDD | Released | 326 | No | 842571119411 | 6 | 3 | 19 | 12
NVR Value | DS-7604NI-Q1/4P-1TB | NVR, 4-Channel, H264+/H264/H265/H.265+, up to 8MP, Integrated 4-port PoE, HDMI, 1-SATA, with 1TB | 4CH NVR POE 1SATA HDMI 1TB | Released | 447 | No | 842571121735 | 8 | 3 | 19 | 12
NVR Value | DS-7604NI-Q1/4P-2TB | NVR, 4-Channel, H264+/H264/H265/H.265+, up to 8MP, Integrated 4-port PoE, HDMI, 1-SATA, with 2TB | 4CH NVR POE 1SATA HDMI 2TB | Released | 505 | No | 842571121742 | 8 | 3 | 19 | 12
NVR Value | DS-7604NI-Q1/4P-4TB | NVR, 4-Channel, H264+/H264/H265/H.265+, up to 8MP, Integrated 4-port PoE, HDMI, 1-SATA, with 4TB | 4CH NVR POE 1SATA HDMI 4TB | Released | 711 | No | 842571123395 | 8 | 3 | 19 | 12
NVR Value | DS-7604NI-Q1/4P-8TB | NVR, 4-Channel, H264+/H264/H265/H.265+, up to 8MP, Integrated 4-port PoE, HDMI, 1-SATA, with 8TB | 4CH NVR POE 1SATA HDMI 8TB | Released | 1122 | No | 842571123401 | 8 | 3 | 19 | 12
NVR Value | DS-7608NI-I2/8P | NVR, 8-Channel, H264+/H264/H265, up to 12MP, Integrated 8-port PoE, HDMI, 2-SATA, No HDD | NVR 8CH 8POE upto12MP No HDD | Released | 717 | No | 813908025330 | 8 | 15 | 17 | 5
NVR Value | DS-7608NI-I2/8P-12TB | NVR, 8-Channel, H264+/H264/H265, up to 12MP, Integrated 8-port PoE, HDMI, 2-SATA, with 12TB | NVR 8CH 8POE upto 12MP 12TB | Released | 2109 | No | 813908028331 | 13 | 15 | 17 | 5
NVR Value | DS-7608NI-I2/8P-1TB | NVR, 8-Channel, H264+/H264/H265, up to 12MP, Integrated 8-port PoE, HDMI, 2-SATA, with 1TB | NVR 8CH 8POE upto 12MP 1TB | Released | 880 | No | 813908028270 | 10 | 15 | 17 | 5
NVR Value | DS-7608NI-I2/8P-2TB | NVR, 8-Channel, H264+/H264/H265, up to 12MP, Integrated 8-port PoE, HDMI, 2-SATA, with 2TB | NVR 8CH 8POE upto 12MP 2TB | Released | 946 | No | 813908028287 | 9 | 15 | 17 | 5
NVR Value | DS-7608NI-I2/8P-4TB | NVR, 8-Channel, H264+/H264/H265, up to 12MP, Integrated 8-port PoE, HDMI, 2-SATA, with 4TB | NVR 8CH 8POE upto 12MP 4TB | Released | 1174 | No | 813908028300 | 10 | 15 | 5 | 17
NVR Value | DS-7608NI-I2/8P-6TB | NVR, 8-Channel, H264+/H264/H265, up to 12MP, Integrated 8-port PoE, HDMI, 2-SATA, with 6TB | NVR 8CH 8POE upto 12MP 6TB | Released | 1413 | No | 813908028317 | 12 | 15 | 17 | 5
NVR Value | DS-7608NI-I2/8P-8TB | NVR, 8-Channel, H264+/H264/H265, up to 12MP, Integrated 8-port PoE, HDMI, 2-SATA, with 8TB | NVR 8CH 8POE upto 12MP 8TB | Released | 1630 | No | 813908028324 | 12 | 15 | 17 | 5
NVR Value | DS-7608NI-Q2/8P | NVR, 8-Channel, H264+/H264/H265/H.265+, up to 8MP, Integrated 8-port PoE, HDMI, 2-SATA, No HDD | 8CH NVR POE 2SATA HDMI NOHDD | Released | 496 | No | 842571119398 | 8 | 17 | 22 | 18
NVR Value | DS-7608NI-Q2/8P-12TB | NVR, 8-Channel, H264+/H264/H265/H.265+, up to 8MP, Integrated 8-port PoE, HDMI, 2-SATA, with 12TB | 8CH NVR POE 2SATA HDMI 12TB | Released | 1698 | No | 842571123425 | 13 | 16 | 18 | 5
NVR Value | DS-7608NI-Q2/8P-16TB | NVR, 8-Channel, H264+/H264/H265/H.265+, up to 8MP, Integrated 8-port PoE, HDMI, 2-SATA, with 16TB | 8CH NVR POE 2SATA HDMI 16TB | EOL - Preparation | 2090 | No | 842571123432 | 13 | 16 | 18 | 5
NVR Value | DS-7608NI-Q2/8P-1TB | NVR, 8-Channel, H264+/H264/H265/H.265+, up to 8MP, Integrated 8-port PoE, HDMI, 2-SATA, with 1TB | 8CH NVR POE 2SATA HDMI 1TB | Released | 593 | No | 842571121759 | 11 | 16 | 18 | 5
NVR Value | DS-7608NI-Q2/8P-2TB | NVR, 8-Channel, H264+/H264/H265/H.265+, up to 8MP, Integrated 8-port PoE, HDMI, 2-SATA, with 2TB | 8CH NVR POE 2SATA HDMI 2TB | Released | 652 | No | 842571121766 | 11 | 16 | 18 | 5
NVR Value | DS-7608NI-Q2/8P-4TB | NVR, 8-Channel, H264+/H264/H265/H.265+, up to 8MP, Integrated 8-port PoE, HDMI, 2-SATA, with 4TB | 8CH NVR POE 2SATA HDMI 4TB | Released | 857 | No | 842571121773 | 11 | 16 | 18 | 5
NVR Value | DS-7608NI-Q2/8P-8TB | NVR, 8-Channel, H264+/H264/H265/H.265+, up to 8MP, Integrated 8-port PoE, HDMI, 2-SATA, with 8TB | 8CH NVR POE 2SATA HDMI 8TB | Released | 1268 | No | 842571123418 | 11 | 16 | 18 | 5
NVR Pro | DS-7608NXI-I2/8P/4S | 4-ch false alarm reduction,80Mbps Bit Rate Input Max(up to 8-ch IP video), 2 SATA Interfaces, 8 independent PoE network interfaces, alarm I/O: 4/1, 380 1U case | 4false alarm reduction,8PoE | Released | 826 | No | 842571120820 | 8 | 16 | 18 | 5
NVR Pro | DS-7608NXI-I2/8P/4S-12TB | 4-ch false alarm reduction,80Mbps Bit Rate Input Max(up to 8-ch IP video), 2 SATA Interfaces, 8 independent PoE network interfaces, alarm I/O: 4/1, 380 1U case, with 12 TB HDD installed | 4false alarm reduction,8PoE | Released | 2009 | No | 842571127690 | 13 | 16 | 18 | 5
NVR Pro | DS-7608NXI-I2/8P/4S-20TB | 4-ch false alarm reduction,80Mbps Bit Rate Input Max(up to 8-ch IP video), 2 SATA Interfaces, 8 independent PoE network interfaces, alarm I/O: 4/1, 380 1U case, with 20 TB HDD installed | 4false alarm reduction,8PoE | Released | 2813 | No | 842571128260 | 13 | 16 | 18 | 5
NVR Pro | DS-7608NXI-I2/8P/4S-2TB | 4-ch false alarm reduction,80Mbps Bit Rate Input Max(up to 8-ch IP video), 2 SATA Interfaces, 8 independent PoE network interfaces, alarm I/O: 4/1, 380 1U case, with 2 TB HDD installed | 4false alarm reduction,8PoE | Released | 986 | No | 842571127652 | 11 | 16 | 18 | 5
NVR Pro | DS-7608NXI-I2/8P/4S-4TB | 4-ch false alarm reduction,80Mbps Bit Rate Input Max(up to 8-ch IP video), 2 SATA Interfaces, 8 independent PoE network interfaces, alarm I/O: 4/1, 380 1U case, with 4 TB HDD installed | 4false alarm reduction,8PoE | Released | 1187 | No | 842571127669 | 11 | 16 | 18 | 5
NVR Pro | DS-7608NXI-I2/8P/4S-8TB | 4-ch false alarm reduction,80Mbps Bit Rate Input Max(up to 8-ch IP video), 2 SATA Interfaces, 8 independent PoE network interfaces, alarm I/O: 4/1, 380 1U case, with 8 TB HDD installed | 4false alarm reduction,8PoE | Released | 1588 | No | 842571127683 | 11 | 16 | 18 | 5
NVR Value | DS-7616NI-I2/16P | NVR, 16-Channel, H264+/H264/H265, up to 12MP, Integrated 16-port PoE, HDMI, 2-SATA, No HDD | NVR 16CH 16POE to12MP No HDD | Released | 967 | No | 813908024432 | 8 | 15 | 17 | 5
NVR Value | DS-7616NI-I2/16P-12TB | NVR, 16-Channel, H264+/H264/H265, up to 12MP, Integrated 16-port PoE, HDMI, 2-SATA, with 12TB | NVR 16CH 16POE upto 12MP 12TB | Released | 2359 | No | 813908028409 | 14 | 15 | 17 | 5
NVR Value | DS-7616NI-I2/16P-16TB | NVR, 16-Channel, H264+/H264/H265, up to 12MP, Integrated 16-port PoE, HDMI, 2-SATA, with 16TB | NVR 16POE upto 12MP 16TB | Released | 2197 | No | 842571128987 | 13 | 16 | 18 | 5
NVR Value | DS-7616NI-I2/16P-1TB | NVR, 16-Channel, H264+/H264/H265, up to 12MP, Integrated 16-port PoE, HDMI, 2-SATA, with 1TB | NVR 16CH 16POE upto 12MP 1TB | Released | 1130 | No | 813908028348 | 11 | 15 | 17 | 5
NVR Value | DS-7616NI-I2/16P-2TB | NVR, 16-Channel, H264+/H264/H265, up to 12MP, Integrated 16-port PoE, HDMI, 2-SATA, with 2TB | NVR 16CH 16POE upto 12MP 2TB | Released | 1196 | No | 813908028355 | 11 | 15 | 17 | 5
NVR Value | DS-7616NI-I2/16P-4TB | NVR, 16-Channel, H264+/H264/H265, up to 12MP, Integrated 16-port PoE, HDMI, 2-SATA, with 4TB | NVR 16CH 16POE upto 12MP 4TB | Released | 1424 | No | 813908028379 | 11 | 15 | 17 | 5
NVR Value | DS-7616NI-I2/16P-6TB | NVR, 16-Channel, H264+/H264/H265, up to 12MP, Integrated 16-port PoE, HDMI, 2-SATA, with 6TB | NVR 16CH 16POE upto 12MP 6TB | Released | 1663 | No | 813908028386 | 12 | 15 | 17 | 5
NVR Value | DS-7616NI-I2/16P-8TB | NVR, 16-Channel, H264+/H264/H265, up to 12MP, Integrated 16-port PoE, HDMI, 2-SATA, with 8TB | NVR 16CH 16POE upto 12MP 8TB | Released | 1880 | No | 813908028393 | 12 | 15 | 17 | 5
NVR Value | DS-7616NI-Q2/16P | NVR, 16-Channel, H264+/H264/H265/H.265+, up to 8MP, Integrated 16-port PoE, HDMI, 2-SATA, No HDD | 16CH NVR POE 2SATAHDMI NOHDD | Released | 696 | No | 842571119404 | 9 | 16 | 18 | 5
NVR Value | DS-7616NI-Q2/16P-12TB | NVR, 16-Channel, H264+/H264/H265/H.265+, up to 8MP, Integrated 16-port PoE, HDMI, 2-SATA, with 12TB | 16CH NVR POE 2SATA HDMI 12TB | Released | 1843 | No | 842571123470 | 13 | 16 | 18 | 5
NVR Value | DS-7616NI-Q2/16P-16TB | NVR, 16-Channel, H264+/H264/H265/H.265+, up to 8MP, Integrated 16-port PoE, HDMI, 2-SATA, with 16TB | 16CH NVR POE 2SATA HDMI 16TB | EOL - Preparation | 2235 | No | 842571123487 | 13 | 16 | 18 | 5
NVR Value | DS-7616NI-Q2/16P-1TB | NVR, 16-Channel, H264+/H264/H265/H.265+, up to 8MP, Integrated 16-port PoE, HDMI, 2-SATA, with 1TB | 16CH NVR POE 2SATA HDMI 1TB | Released | 738 | No | 842571123449 | 11 | 16 | 18 | 5
NVR Value | DS-7616NI-Q2/16P-2TB | NVR, 16-Channel, H264+/H264/H265/H.265+, up to 8MP, Integrated 16-port PoE, HDMI, 2-SATA, with 2TB | 16CH NVR POE 2SATA HDMI 2TB | Released | 797 | No | 842571121780 | 11 | 16 | 18 | 5
NVR Value | DS-7616NI-Q2/16P-4TB | NVR, 16-Channel, H264+/H264/H265/H.265+, up to 8MP, Integrated 16-port PoE, HDMI, 2-SATA, with 4TB | 16CH NVR POE 2SATA HDMI 4TB | Released | 1002 | No | 842571121797 | 11 | 16 | 18 | 5
NVR Value | DS-7616NI-Q2/16P-8TB | NVR, 16-Channel, H264+/H264/H265/H.265+, up to 8MP, Integrated 16-port PoE, HDMI, 2-SATA, with 8TB | 16CH NVR POE 2SATA HDMI 8TB | Released | 1413 | No | 842571123456 | 13 | 16 | 18 | 5
NVR Pro | DS-7616NXI-I2/16P/4S | 4-ch false alarm reduction,160Mbps Bit Rate Input Max(up to 16-ch IP video), 2 SATA Interfaces, 16 independent PoE network interfaces, alarm I/O: 4/1, 380 1U case | 4false alarm reduction,16PoE | Released | 1109 | No | 842571120837 | 9 | 16 | 18 | 5
NVR Pro | DS-7616NXI-I2/16P/4S-12TB | 4-ch false alarm reduction,160Mbps Bit Rate Input Max(up to 16-ch IP video), 2 SATA Interfaces, 16 independent PoE network interfaces, alarm I/O: 4/1, 380 1U case, with 12TB HDD installed | 4false alarm reduction,16PoE | Released | 2278 | No | 842571127751 | 13 | 16 | 18 | 5
NVR Pro | DS-7616NXI-I2/16P/4S-16TB | 4-ch false alarm reduction,160Mbps Bit Rate Input Max(up to 16-ch IP video), 2 SATA Interfaces, 16 independent PoE network interfaces, alarm I/O: 4/1, 380 1U case, with 16TB HDD installed | 4false alarm reduction,16PoE | Released | 2660 | No | 842571128253 | 13 | 16 | 18 | 5
NVR Pro | DS-7616NXI-I2/16P/4S-20TB | 4-ch false alarm reduction,160Mbps Bit Rate Input Max(up to 16-ch IP video), 2 SATA Interfaces, 16 independent PoE network interfaces, alarm I/O: 4/1, 380 1U case, with 20TB HDD installed | 4false alarm reduction,16PoE | Released | 3081 | No | 842571128048 | 13 | 16 | 18 | 5
NVR Pro | DS-7616NXI-I2/16P/4S-2TB | 4-ch false alarm reduction,160Mbps Bit Rate Input Max(up to 16-ch IP video), 2 SATA Interfaces, 16 independent PoE network interfaces, alarm I/O: 4/1, 380 1U case, with 2TB HDD installed | 4false alarm reduction,16PoE | Released | 1254 | No | 842571127713 | 11 | 16 | 18 | 5
NVR Pro | DS-7616NXI-I2/16P/4S-4TB | 4-ch false alarm reduction,160Mbps Bit Rate Input Max(up to 16-ch IP video), 2 SATA Interfaces, 16 independent PoE network interfaces, alarm I/O: 4/1, 380 1U case, with 4TB HDD installed | 4false alarm reduction,16PoE | Released | 1455 | No | 842571127720 | 11 | 16 | 18 | 5
NVR Pro | DS-7616NXI-I2/16P/4S-8TB | 4-ch false alarm reduction,160Mbps Bit Rate Input Max(up to 16-ch IP video), 2 SATA Interfaces, 16 independent PoE network interfaces, alarm I/O: 4/1, 380 1U case, with 8TB HDD installed | 4false alarm reduction,16PoE | Released | 1857 | No | 842571127744 | 11 | 16 | 18 | 5
NVR Value | DS-7716NI-I4/16P | NVR, 16-Channel, H264+/H264H265, up to 12MP, Integrated 16-port PoE, HDMI,4-SATA, No HDD | NVR 16CH 16POE up to 12MP | Released | 1141 | No | 813908024647 | 13 | 19 | 20 | 6
NVR Value | DS-7716NI-I4/16P-12TB | NVR, 16-Channel, H264+/H264/H265, up to 12MP, Integrated 16-port PoE, HDMI,4-SATA, with 12TB | NVR 16CH 16POE UpTo 12MP 12TB | Released | 2533 | No | 813908028461 | 19 | 19 | 20 | 6
NVR Value | DS-7716NI-I4/16P-16TB | NVR, 16-Channel, H264+/H264/H265, up to 12MP, Integrated 16-port PoE, HDMI,4-SATA, with 16TB | NVR 16CH 16POE UpTo 12MP 16TB | Released | 2967 | No | 813908028478 | 21 | 19 | 20 | 6
NVR Value | DS-7716NI-I4/16P-18TB | NVR, 16-Channel, H264+/H264/H265, up to 12MP, Integrated 16-port PoE, HDMI,4-SATA, with 18TB | NVR 16CH 16POE UpTo 12MP 18TB | Released | 3228 | No | 813908028485 | 21 | 19 | 20 | 6
NVR Value | DS-7716NI-I4/16P-1TB | NVR, 16-Channel, H264+/H264/H265, up to 12MP, Integrated 16-port PoE, HDMI,4-SATA, with 1TB | NVR 16CH 16POE UpTo 12MP 1TB | Released | 1304 | No | 813908028423 | 15 | 19 | 20 | 6
NVR Value | DS-7716NI-I4/16P-24TB | NVR, 16-Channel, H264+/H264/H265, up to 12MP, Integrated 16-port PoE, HDMI,4-SATA, with 24TB | NVR 16CH 16POE UpTo 12MP 24TB | Released | 3924 | No | 813908028492 | 23 | 19 | 20 | 6
NVR Value | DS-7716NI-I4/16P-2TB | NVR, 16-Channel, H264+/H264/H265, up to 12MP, Integrated 16-port PoE, HDMI,4-SATA, with 2TB | NVR 16CH 16POE UpTo 12MP 2TB | Released | 1370 | No | 813908024654 | 15 | 19 | 20 | 6
NVR Value | DS-7716NI-I4/16P-32TB | NVR, 16-Channel, H264+/H264/H265, up to 12MP, 8TB, Integrated 16-port PoE, HDMI,4-SATA, with 32TB | NVR16CH16POE UpTo 12MP 32TB | Released | 4957 | No | 842571125719 | 21 | 19 | 20 | 6
NVR Value | DS-7716NI-I4/16P-4TB | NVR, 16-Channel, H264+/H264/H265, up to 12MP, Integrated 16-port PoE, HDMI,4-SATA, with 4TB | NVR 16CH 16POE UpTo 12MP4TB | Released | 1598 | No | 813908024661 | 15 | 19 | 20 | 6
NVR Value | DS-7716NI-I4/16P-6TB | NVR, 16-Channel, H264+/H264/H265, up to 12MP, Integrated 16-port PoE, HDMI,4-SATA, with 6TB | NVR16CH 6POEUpTo12MP6TB | Released | 1837 | No | 813908028447 | 17 | 19 | 20 | 6
NVR Value | DS-7716NI-I4/16P-8TB | NVR, 16-Channel, H264+/H264/H265, up to 12MP, Integrated 16-port PoE, HDMI,4-SATA, with 8TB | NVR 16CH 16POE UpTo 12MP 8TB | Released | 2054 | No | 813908028454 | 19 | 19 | 20 | 6
NVR Pro | DS-7716NXI-I4/16P/4S | 4-ch false alarm reduction,256Mbps Bit Rate Input Max(up to 16-ch IP video), 4 SATA Interfaces,2 HDMI ouputs,1 VGA port, 1 CVBS output,1 eSATA, alarm I/O: 16/4, 1.5U case,19" | 4false alarm reduction,16PoE | Released | 1304 | No | 842571120783 | 16 | 20 | 20 | 7
NVR Pro | DS-7716NXI-I4/16P/4S-12TB | 4-ch false alarm reduction,256Mbps Bit Rate Input Max(up to 16-ch IP video), 4 SATA Interfaces,2 HDMI ouputs,1 VGA port, 1 CVBS output,1 eSATA, alarm I/O: 16/4, 1.5U case,with 12TB HDD installed | 4false alarm reduction,16PoE | Released | 2463 | No | 842571127812 | 20 | 20 | 20 | 7
NVR Pro | DS-7716NXI-I4/16P/4S-16TB | 4-ch false alarm reduction,256Mbps Bit Rate Input Max(up to 16-ch IP video), 4 SATA Interfaces,2 HDMI ouputs,1 VGA port, 1 CVBS output,1 eSATA, alarm I/O: 16/4, 1.5U case,with 16TB HDD installed | 4false alarm reduction,16PoE | Released | 2846 | No | 842571128222 | 20 | 20 | 20 | 7
NVR Pro | DS-7716NXI-I4/16P/4S-20TB | 4-ch false alarm reduction,256Mbps Bit Rate Input Max(up to 16-ch IP video), 4 SATA Interfaces,2 HDMI ouputs,1 VGA port, 1 CVBS output,1 eSATA, alarm I/O: 16/4, 1.5U case,with 20TB HDD installed | 4false alarm reduction,16PoE | Released | 3267 | No | 842571128055 | 20 | 20 | 20 | 7
NVR Pro | DS-7716NXI-I4/16P/4S-40TB | 4-ch false alarm reduction,256Mbps Bit Rate Input Max(up to 16-ch IP video), 4 SATA Interfaces,2 HDMI ouputs,1 VGA port, 1 CVBS output,1 eSATA, alarm I/O: 16/4, 1.5U case,with 40TB HDD installed | 4false alarm reduction,16PoE | Released | 5295 | No | 842571128246 | 24 | 20 | 20 | 7
NVR Pro | DS-7716NXI-I4/16P/4S-4TB | 4-ch false alarm reduction,256Mbps Bit Rate Input Max(up to 16-ch IP video), 4 SATA Interfaces,2 HDMI ouputs,1 VGA port, 1 CVBS output,1 eSATA, alarm I/O: 16/4, 1.5U case,with 4TB HDD installed | 4false alarm reduction,16PoE | Released | 1641 | No | 842571127782 | 18 | 20 | 20 | 7
NVR Pro | DS-7716NXI-I4/16P/4S-8TB | 4-ch false alarm reduction,256Mbps Bit Rate Input Max(up to 16-ch IP video), 4 SATA Interfaces,2 HDMI ouputs,1 VGA port, 1 CVBS output,1 eSATA, alarm I/O: 16/4, 1.5U case,with 8TB HDD installed | 4false alarm reduction,16PoE | Released | 2043 | No | 842571127805 | 18 | 20 | 20 | 7
NVR Value | DS-7732NI-I4 | NVR, 32-Channel, H264+/H264/H265, up to 12MP, HDMI,4-SATA | NVR 32CH 12MP HDMI No HDD | Released | 1250 | No | 813908024685 | 13 | 20 | 20 | 6
NVR Value | DS-7732NI-I4/16P | NVR, 32-Channel, H264+/H264/H265, up to 12MP, Integrated 16-port PoE, HDMI,4-SATA | NVR32CH16POE12MPHDMINoHDD | Released | 1630 | No | 813908024449 | 14 | 19 | 20 | 6
NVR Value | DS-7732NI-I4/16P-10TB | NVR, 32-Channel, H264+/H264/H265, up to 12MP, Integrated 16-port PoE, HDMI,4-SATA, with 10TB | NVR 32CH 16POE 12MP HDMI 10TB | Released | 2685 | No | 842571102611 | 18 | 19 | 20 | 6
NVR Value | DS-7732NI-I4/16P-12TB | NVR, 32-Channel, H264+/H264/H265, up to 12MP, Integrated 16-port PoE, HDMI,4-SATA, with 12TB | NVR 32CH 16POE 12MP HDMI 12TB | Released | 2826 | No | 842571102628 | 18 | 19 | 20 | 6
NVR Value | DS-7732NI-I4/16P-16TB | NVR, 32-Channel, H264+/H264/H265, up to 12MP, Integrated 16-port PoE, HDMI,4-SATA, with 16TB | NVR 32CH 16POE 12MP HDMI 16TB | Released | 3283 | No | 842571102635 | 20 | 19 | 20 | 6
NVR Value | DS-7732NI-I4/16P-18TB | NVR, 32-Channel, H264+/H264/H265, up to 12MP, Integrated 16-port PoE, HDMI,4-SATA, with 18TB | NVR 32CH 16POE 12MP HDMI 18TB | Released | 3424 | No | 842571102642 | 20 | 19 | 20 | 6
NVR Value | DS-7732NI-I4/16P-1TB | NVR, 32-Channel, H264+/H264/H265, up to 12MP, Integrated 16-port PoE, HDMI,4-SATA, with 1TB | NVR 32CH 16POE 12MP HDMI 1TB | Released | 1793 | No | 842571102550 | 16 | 19 | 20 | 6
NVR Value | DS-7732NI-I4/16P-24TB | NVR, 32-Channel, H264+/H264/H265, up to 12MP, Integrated 16-port PoE, HDMI,4-SATA, with 24TB | NVR 32CH 16POE 12MP HDMI 24TB | Released | 4022 | No | 842571102659 | 22 | 19 | 20 | 6
NVR Value | DS-7732NI-I4/16P-2TB | NVR, 32-Channel, H264+/H264/H265, up to 12MP, Integrated 16-port PoE, HDMI,4-SATA, with 2TB | NVR 32CH 16POE 12MP HDMI 2TB | Released | 1859 | No | 842571102567 | 16 | 19 | 20 | 6
NVR Value | DS-7732NI-I4/16P-4TB | NVR, 32-Channel, H264+/H264/H265, up to 12MP, Integrated 16-port PoE, HDMI,4-SATA, with 4TB | NVR 32CH 16POE 12MP HDMI 4TB | Released | 2087 | No | 842571102581 | 16 | 19 | 20 | 6
NVR Value | DS-7732NI-I4/16P-6TB | NVR, 32-Channel, H264+/H264/H265, up to 12MP, Integrated 16-port PoE, HDMI,4-SATA, with 6TB | NVR 32CH 16POE 12MP HDMI 6TB | Released | 2228 | No | 842571102598 | 16 | 19 | 20 | 6
NVR Value | DS-7732NI-I4/16P-8TB | NVR, 32-Channel, H264+/H264/H265, up to 12MP, Integrated 16-port PoE, HDMI,4-SATA, with 8TB | NVR 32CH 16POE 12MP HDMI 8TB | Released | 2543 | No | 842571102604 | 18 | 19 | 20 | 6
NVR Value | DS-7732NI-I4/24P | NVR, 32-Channel, H264+/H264H265, up to 12MP, Integrated 24-port PoE, HDMI,4-SATA, No HDD | NVR 32CH 24POE up to 12MP | Released | 1793 | No | 842571118254 | 13 | 19 | 20 | 6
NVR Value | DS-7732NI-I4-10TB | NVR, 32-Channel, H264+/H264/H265, up to 12MP, HDMI,4-SATA, with 10TB | NVR 32CH 12MP HDMI 10TB | Released | 2304 | No | 842571102727 | 17 | 20 | 20 | 6
NVR Value | DS-7732NI-I4-12TB | NVR, 32-Channel, H264+/H264/H265, up to 12MP, HDMI,4-SATA, with 12TB | NVR 32CH 12MP HDMI 12TB | Released | 2446 | No | 842571102734 | 17 | 20 | 20 | 6
NVR Value | DS-7732NI-I4-16TB | NVR, 32-Channel, H264+/H264/H265, up to 12MP, HDMI,4-SATA, with 16TB | NVR 32CH 12MP HDMI 16TB | Released | 2902 | No | 842571102741 | 19 | 20 | 20 | 6
NVR Value | DS-7732NI-I4-18TB | NVR, 32-Channel, H264+/H264/H265, up to 12MP, HDMI,4-SATA, with 18TB | NVR 32CH 12MP HDMI 18TB | Released | 3043 | No | 842571102758 | 19 | 20 | 20 | 6
NVR Value | DS-7732NI-I4-1TB | NVR, 32-Channel, H264+/H264/H265, up to 12MP, HDMI,4-SATA, with 1TB | NVR 32CH 12MP HDMI 1TB | Released | 1413 | No | 842571102666 | 15 | 20 | 20 | 6
NVR Value | DS-7732NI-I4-24TB | NVR, 32-Channel, H264+/H264/H265, up to 12MP, HDMI,4-SATA, with 24TB | NVR 32CH 12MP HDMI 24TB | Released | 3641 | No | 842571102765 | 19 | 20 | 20 | 6
NVR Value | DS-7732NI-I4-2TB | NVR, 32-Channel, H264+/H264/H265, up to 12MP, HDMI,4-SATA, with 2TB | NVR 32CH 12MP HDMI 2TB | Released | 1478 | No | 842571102673 | 15 | 20 | 20 | 6
NVR Value | DS-7732NI-I4-4TB | NVR, 32-Channel, H264+/H264/H265, up to 12MP, HDMI,4-SATA, with 4TB | NVR 32CH 12MP HDMI 4TB | Released | 1707 | No | 842571102697 | 15 | 20 | 20 | 6
NVR Value | DS-7732NI-I4-6TB | NVR, 32-Channel, H264+/H264/H265, up to 12MP, HDMI,4-SATA, with 6TB | NVR 32CH 12MP HDMI 6TB | Released | 1848 | No | 842571102703 | 15 | 20 | 20 | 6
NVR Value | DS-7732NI-I4-8TB | NVR, 32-Channel, H264+/H264/H265, up to 12MP, HDMI,4-SATA, with 8TB | NVR 32CH 12MP HDMI 8TB | Released | 2163 | No | 842571102710 | 17 | 20 | 20 | 6
NVR Pro | DS-7732NXI-I4/16P/4S | 4-ch false alarm reduction,256Mbps Bit Rate Input Max(up to 16-ch IP video), 4 SATA Interfaces,2 HDMI ouputs,1 VGA port, 1 CVBS output,1 eSATA, alarm I/O: 16/4, 1.5U case,19" | 4false alarm reduction,16PoE | Released | 2043 | No | 842571120790 | 16 | 20 | 20 | 7
NVR Pro | DS-7732NXI-I4/16P/4S-12TB | 4-ch false alarm reduction,256Mbps Bit Rate Input Max(up to 16-ch IP video), 4 SATA Interfaces,2 HDMI ouputs,1 VGA port, 1 CVBS output,1 eSATA, alarm I/O: 16/4, 1.5U case, with 12TB HDD installed | 4false alarm reduction,16PoE | Released | 3166 | No | 842571127874 | 20 | 20 | 20 | 7
NVR Pro | DS-7732NXI-I4/16P/4S-20TB | 4-ch false alarm reduction,256Mbps Bit Rate Input Max(up to 16-ch IP video), 4 SATA Interfaces,2 HDMI ouputs,1 VGA port, 1 CVBS output,1 eSATA, alarm I/O: 16/4, 1.5U case, with 20TB HDD installed | 4false alarm reduction,16PoE | Released | 3969 | No | 842571128062 | 20 | 20 | 20 | 7
NVR Pro | DS-7732NXI-I4/16P/4S-30TB | 4-ch false alarm reduction,256Mbps Bit Rate Input Max(up to 16-ch IP video), 4 SATA Interfaces,2 HDMI ouputs,1 VGA port, 1 CVBS output,1 eSATA, alarm I/O: 16/4, 1.5U case, with 30TB HDD installed | 4false alarm reduction,16PoE | Released | 4983 | No | 842571128239 | 22 | 20 | 20 | 7
NVR Pro | DS-7732NXI-I4/16P/4S-40TB | 4-ch false alarm reduction,256Mbps Bit Rate Input Max(up to 16-ch IP video), 4 SATA Interfaces,2 HDMI ouputs,1 VGA port, 1 CVBS output,1 eSATA, alarm I/O: 16/4, 1.5U case, with 40TB HDD installed | 4false alarm reduction,16PoE | Released | 5997 | No | 842571128079 | 24 | 20 | 20 | 7
NVR Pro | DS-7732NXI-I4/16P/4S-4TB | 4-ch false alarm reduction,256Mbps Bit Rate Input Max(up to 16-ch IP video), 4 SATA Interfaces,2 HDMI ouputs,1 VGA port, 1 CVBS output,1 eSATA, alarm I/O: 16/4, 1.5U case, with 4TB HDD installed | 4false alarm reduction,16PoE | Released | 2343 | No | 842571127843 | 18 | 20 | 20 | 7
NVR Pro | DS-7732NXI-I4/16P/4S-8TB | 4-ch false alarm reduction,256Mbps Bit Rate Input Max(up to 16-ch IP video), 4 SATA Interfaces,2 HDMI ouputs,1 VGA port, 1 CVBS output,1 eSATA, alarm I/O: 16/4, 1.5U case, with 8TB HDD installed | 4false alarm reduction,16PoE | Released | 2745 | No | 842571127867 | 18 | 20 | 20 | 7
DVR | DS-9008HUHI-F8/N | Tribrid DVR, 8 Channel TurboHD/Analog, Auto-Detect, H.264+, 720p/1080p Real-time/3MP15 + 2 to 10 8MP IP Camera, HDMI 4K, Alarm I/O, Front Panel Controls, 8 HDD | TRI DVR 8-ch 3MP H.264 No HDD | Released | 3043 | No | 842571102444 | 27 | 20 | 22 | 8
DVR | DS-9008HUHI-F8/N-10TB | Tribrid DVR, 8 Channel TurboHD/Analog, Auto-Detect, H.264+, 720p/1080p Real-time/3MP15 + 2 to 10 8MP IP Camera, HDMI 4K, Alarm I/O, Front Panel Controls, 10TB | TRI DVR 8-ch 3MP H.264 4K 10TB | Released | 4185 | No | 842571106657 | 31 | 20 | 22 | 8
DVR | DS-9008HUHI-F8/N-12TB | Tribrid DVR, 8 Channel TurboHD/Analog, Auto-Detect, H.264+, 720p/1080p Real-time/3MP15 + 2 to 10 8MP IP Camera, HDMI 4K, Alarm I/O, Front Panel Controls, 12TB | TRI DVR 8-ch 3MP H.264 4K 12TB | Released | 4565 | No | 842571106664 | 31 | 20 | 22 | 8
DVR | DS-9008HUHI-F8/N-16TB | Tribrid DVR, 8 Channel TurboHD/Analog, Auto-Detect, H.264+, 720p/1080p Real-time/3MP15 + 2 to 10 8MP IP Camera, HDMI 4K, Alarm I/O, Front Panel Controls, 16TB | TRI DVR 8-ch 3MP H.264 4K 16TB | Released | 5000 | No | 842571106671 | 33 | 20 | 22 | 8
DVR | DS-9008HUHI-F8/N-18TB | Tribrid DVR, 8 Channel TurboHD/Analog, Auto-Detect, H.264+, 720p/1080p Real-time/3MP15 + 2 to 10 8MP IP Camera, HDMI 4K, Alarm I/O, Front Panel Controls, 18TB | TRI DVR 8-ch 3MP H.264 4K 18TB | Released | 5435 | No | 842571106688 | 33 | 20 | 22 | 8
DVR | DS-9008HUHI-F8/N-1TB | Tribrid DVR, 8 Channel TurboHD/Analog, Auto-Detect, H.264+, 720p/1080p Real-time/3MP15 + 2 to 10 8MP IP Camera, HDMI 4K, Alarm I/O, Front Panel Controls, 1TB | TRI DVR 8-ch 3MP H.264 4K 1TB | Released | 3261 | No | 842571106596 | 29 | 20 | 22 | 8
DVR | DS-9008HUHI-F8/N-24TB | Tribrid DVR, 8 Channel TurboHD/Analog, Auto-Detect, H.264+, 720p/1080p Real-time/3MP15 + 2 to 10 8MP IP Camera, HDMI 4K, Alarm I/O, Front Panel Controls, 24TB | TRI DVR 8-ch 3MP H.264 4K 24TB | Released | 5978 | No | 842571106695 | 35 | 20 | 22 | 8
DVR | DS-9008HUHI-F8/N-28TB | Tribrid DVR, 8 Channel TurboHD/Analog, Auto-Detect, H.264+, 720p/1080p Real-time/3MP15 + 2 to 10 8MP IP Camera, HDMI 4K, Alarm I/O, Front Panel Controls, 28TB | TRI DVR 8-ch 3MP H.264 4K 28TB | Released | 6522 | No | 842571106701 | 37 | 20 | 22 | 8
DVR | DS-9008HUHI-F8/N-2TB | Tribrid DVR, 8 Channel TurboHD/Analog, Auto-Detect, H.264+, 720p/1080p Real-time/3MP15 + 2 to 10 8MP IP Camera, HDMI 4K, Alarm I/O, Front Panel Controls, 2TB | TRI DVR 8-ch 3MP H.264 4K 2TB | Released | 3370 | No | 842571106602 | 29 | 20 | 22 | 8
DVR | DS-9008HUHI-F8/N-32TB | Tribrid DVR, 8 Channel TurboHD/Analog, Auto-Detect, H.264+, 720p/1080p Real-time/3MP15 + 2 to 10 8MP IP Camera, HDMI 4K, Alarm I/O, Front Panel Controls, 32TB | TRI DVR 8-ch 3MP H.264 4K 32TB | Released | 6957 | No | 842571106718 | 39 | 20 | 22 | 8
DVR | DS-9008HUHI-F8/N-36TB | Tribrid DVR, 8 Channel TurboHD/Analog, Auto-Detect, H.264+, 720p/1080p Real-time/3MP15 + 2 to 10 8MP IP Camera, HDMI 4K, Alarm I/O, Front Panel Controls, 36TB | TRI DVR 8-ch 3MP H.264 4K 36TB | Released | 7391 | No | 842571106725 | 39 | 20 | 22 | 8
DVR | DS-9008HUHI-F8/N-3TB | Tribrid DVR, 8 Channel TurboHD/Analog, Auto-Detect, H.264+, 720p/1080p Real-time/3MP15 + 2 to 10 8MP IP Camera, HDMI 4K, Alarm I/O, Front Panel Controls, 3TB | TRI DVR 8-ch 3MP H.264 4K | EOL - Preparation | 3478 | No | 842571106619 | 29 | 20 | 22 | 8
DVR | DS-9008HUHI-F8/N-42TB | Tribrid DVR, 8 Channel TurboHD/Analog, Auto-Detect, H.264+, 720p/1080p Real-time/3MP15 + 2 to 10 8MP IP Camera, HDMI 4K, Alarm I/O, Front Panel Controls, 42TB | TRI DVR 8-ch 3MP H.264 4K 42TB | Released | 7935 | No | 842571106732 | 41 | 20 | 22 | 8
DVR | DS-9008HUHI-F8/N-48TB | Tribrid DVR, 8 Channel TurboHD/Analog, Auto-Detect, H.264+, 720p/1080p Real-time/3MP15 + 2 to 10 8MP IP Camera, HDMI 4K, Alarm I/O, Front Panel Controls, 48TB | TRI DVR 8-ch 3MP H.264 4K 48TB | Released | 8696 | No | 842571106749 | 43 | 20 | 22 | 8
DVR | DS-9008HUHI-F8/N-4TB | Tribrid DVR, 8 Channel TurboHD/Analog, Auto-Detect, H.264+, 720p/1080p Real-time/3MP15 + 2 to 10 8MP IP Camera, HDMI 4K, Alarm I/O, Front Panel Controls, 4TB | TRI DVR 8-ch 3MP H.264 4K 4TB | Released | 3587 | No | 842571106626 | 29 | 20 | 22 | 8
DVR | DS-9008HUHI-F8/N-6TB | Tribrid DVR, 8 Channel TurboHD/Analog, Auto-Detect, H.264+, 720p/1080p Real-time/3MP15 + 2 to 10 8MP IP Camera, HDMI 4K, Alarm I/O, Front Panel Controls, 6TB | TRI DVR 8-ch 3MP H.264 4K 6TB | Released | 3804 | No | 842571106633 | 29 | 20 | 22 | 8
DVR | DS-9008HUHI-F8/N-8TB | Tribrid DVR, 8 Channel TurboHD/Analog, Auto-Detect, H.264+, 720p/1080p Real-time/3MP15 + 2 to 10 8MP IP Camera, HDMI 4K, Alarm I/O, Front Panel Controls, 8TB | TRI DVR 8-ch 3MP H.264 4K 8TB | Released | 3967 | No | 842571106640 | 31 | 20 | 22 | 8
DVR | DS-9008HUI-K8 | Tribrid DVR, 8 Channel TurboHD/Analog, Auto-Detect, H.265+, 1080p/3MP/4MP/5MP/8MP 30/18/15/12/8fps + up to 18-ch 12MP IP Camera, 2-HDMI, Video Loop, Alarm I/O, Front Panel Controls, No HDD | TRI DVR 8-ch 5MP H.265 No HDD | Released | 2174 | No | 842571114386 | 26 | 22 | 23 | 9
DVR | DS-9008HUI-K8-10TB | Tribrid DVR, 8 Channel TurboHD/Analog, Auto-Detect, H.265+, 1080p/3MP/4MP/5MP/8MP 30/18/15/12/8fps + up to 18-ch 12MP IP Camera, 2-HDMI, Video Loop, Alarm I/O, Front Panel Controls, 10TB | TRI DVR 8-ch 5MP H.265 10TB | Released | 3315 | No | 842571115147 | 28 | 22 | 23 | 9
DVR | DS-9008HUI-K8-12TB | Tribrid DVR, 8 Channel TurboHD/Analog, Auto-Detect, H.265+, 1080p/3MP/4MP/5MP/8MP 30/18/15/12/8fps + up to 18-ch 12MP IP Camera, 2-HDMI, Video Loop, Alarm I/O, Front Panel Controls, 12TB | TRI DVR 8-ch 5MP H.265 12TB | Released | 3565 | No | 842571115154 | 28 | 22 | 23 | 9
DVR | DS-9008HUI-K8-16TB | Tribrid DVR, 8 Channel TurboHD/Analog, Auto-Detect, H.265+, 1080p/3MP/4MP/5MP/8MP 30/18/15/12/8fps + up to 18-ch 12MP IP Camera, 2-HDMI, Video Loop, Alarm I/O, Front Panel Controls, 16TB | TRI DVR 8-ch 5MP H.265 16TB | Released | 4022 | No | 842571115161 | 28 | 22 | 23 | 9
DVR | DS-9008HUI-K8-18TB | Tribrid DVR, 8 Channel TurboHD/Analog, Auto-Detect, H.265+, 1080p/3MP/4MP/5MP/8MP 30/18/15/12/8fps + up to 18-ch 12MP IP Camera, 2-HDMI, Video Loop, Alarm I/O, Front Panel Controls, 18TB | TRI DVR 8-ch 5MP H.265 18TB | Released | 4261 | No | 842571115178 | 28 | 22 | 23 | 9
DVR | DS-9008HUI-K8-1TB | Tribrid DVR, 8 Channel TurboHD/Analog, Auto-Detect, H.265+, 1080p/3MP/4MP/5MP/8MP 30/18/15/12/8fps + up to 18-ch 12MP IP Camera, 2-HDMI, Video Loop, Alarm I/O, Front Panel Controls, 1TB | TRI DVR 8-ch 5MP H.265 1TB | Released | 2337 | No | 842571114393 | 28 | 22 | 23 | 9
DVR | DS-9008HUI-K8-24TB | Tribrid DVR, 8 Channel TurboHD/Analog, Auto-Detect, H.265+, 1080p/3MP/4MP/5MP/8MP 30/18/15/12/8fps + up to 18-ch 12MP IP Camera, 2-HDMI, Video Loop, Alarm I/O, Front Panel Controls, 24TB | TRI DVR 8-ch 5MP H.265 24TB | Released | 4957 | No | 842571115185 | 28 | 22 | 23 | 9
DVR | DS-9008HUI-K8-2TB | Tribrid DVR, 8 Channel TurboHD/Analog, Auto-Detect, H.265+, 1080p/3MP/4MP/5MP/8MP 30/18/15/12/8fps + up to 18-ch 12MP IP Camera, 2-HDMI, Video Loop, Alarm I/O, Front Panel Controls, 2TB | TRI DVR 8-ch 5MP H.265 2TB | Released | 2402 | No | 842571114409 | 28 | 22 | 23 | 9
DVR | DS-9008HUI-K8-32TB | Tribrid DVR, 8 Channel TurboHD/Analog, Auto-Detect, H.265+, 1080p/3MP/4MP/5MP/8MP 30/18/15/12/8fps + up to 18-ch 12MP IP Camera, 2-HDMI, Video Loop, Alarm I/O, Front Panel Controls, 32TB | TRI DVR 8-ch 5MP H.265 32TB | Released | 5826 | No | 842571114454 | 34 | 22 | 23 | 9
DVR | DS-9008HUI-K8-36TB | Tribrid DVR, 8 Channel TurboHD/Analog, Auto-Detect, H.265+, 1080p/3MP/4MP/5MP/8MP 30/18/15/12/8fps + up to 18-ch 12MP IP Camera, 2-HDMI, Video Loop, Alarm I/O, Front Panel Controls, 36TB | TRI DVR 8-ch 5MP H.265 36TB | Released | 6283 | No | 842571114461 | 36 | 22 | 23 | 9
DVR | DS-9008HUI-K8-3TB | Tribrid DVR, 8 Channel TurboHD/Analog, Auto-Detect, H.265+, 1080p/3MP/4MP/5MP/8MP 30/18/15/12/8fps + up to 18-ch 12MP IP Camera, 2-HDMI, Video Loop, Alarm I/O, Front Panel Controls, 3TB | TRI DVR 8-ch 5MP H.265 3TB | EOL - Preparation | 2522 | No | 842571114416 | 28 | 22 | 23 | 9
DVR | DS-9008HUI-K8-42TB | Tribrid DVR, 8 Channel TurboHD/Analog, Auto-Detect, H.265+, 1080p/3MP/4MP/5MP/8MP 30/18/15/12/8fps + up to 18-ch 12MP IP Camera, 2-HDMI, Video Loop, Alarm I/O, Front Panel Controls, 42TB | TRI DVR 8-ch 5MP H.265 42TB | Released | 6967 | No | 842571114478 | 38 | 22 | 23 | 9
DVR | DS-9008HUI-K8-48TB | Tribrid DVR, 8 Channel TurboHD/Analog, Auto-Detect, H.265+, 1080p/3MP/4MP/5MP/8MP 30/18/15/12/8fps + up to 18-ch 12MP IP Camera, 2-HDMI, Video Loop, Alarm I/O, Front Panel Controls, 48TB | TRI DVR 8-ch 5MP H.265 48TB | Released | 7652 | No | 842571114485 | 38 | 22 | 23 | 9
DVR | DS-9008HUI-K8-4TB | Tribrid DVR, 8 Channel TurboHD/Analog, Auto-Detect, H.265+, 1080p/3MP/4MP/5MP/8MP 30/18/15/12/8fps + up to 18-ch 12MP IP Camera, 2-HDMI, Video Loop, Alarm I/O, Front Panel Controls, 4TB | TRI DVR 8-ch 5MP H.265 4TB | Released | 2630 | No | 842571114423 | 28 | 22 | 23 | 9
DVR | DS-9008HUI-K8-64TB | Tribrid DVR, 8 Channel TurboHD/Analog, Auto-Detect, H.265+, 1080p/3MP/4MP/5MP/8MP 30/18/15/12/8fps + up to 18-ch 12MP IP Camera, 2-HDMI, Video Loop, Alarm I/O, Front Panel Controls, 64TB | TRI DVR 8-ch 5MP H.265 64TB | Released | 9478 | No | 842571114492 | 42 | 22 | 23 | 9
DVR | DS-9008HUI-K8-6TB | Tribrid DVR, 8 Channel TurboHD/Analog, Auto-Detect, H.265+, 1080p/3MP/4MP/5MP/8MP 30/18/15/12/8fps + up to 18-ch 12MP IP Camera, 2-HDMI, Video Loop, Alarm I/O, Front Panel Controls, 6TB | TRI DVR 8-ch 5MP H.265 6TB | Released | 2870 | No | 842571114430 | 28 | 22 | 23 | 9
DVR | DS-9008HUI-K8-8TB | Tribrid DVR, 8 Channel TurboHD/Analog, Auto-Detect, H.265+, 1080p/3MP/4MP/5MP/8MP 30/18/15/12/8fps + up to 18-ch 12MP IP Camera, 2-HDMI, Video Loop, Alarm I/O, Front Panel Controls, 8TB | TRI DVR 8-ch 5MP H.265 8TB | Released | 3087 | No | 842571114447 | 28 | 22 | 23 | 9
DVR | DS-9016HUHI-F8/N | Tribrid DVR, 16 Channel TurboHD/Analog, Auto-Detect, H.264+, 720p/1080p Real-time/3MP15 + 2 to 10 8MP IP Camera, HDMI 4K, Alarm I/O, Front Panel Controls, 8 HDD | TRI DVR 16-ch 3MP H.264 No HDD | Released | 3696 | No | 842571104370 | 27 | 23 | 22 | 9
DVR | DS-9016HUHI-F8/N-10TB | Tribrid DVR, 16 Channel TurboHD/Analog, Auto-Detect, H.264+, 720p/1080p Real-time/3MP15 + 2 to 10 8MP IP Camera, HDMI 4K, Alarm I/O, Front Panel Controls, 10TB | TRI DVR 16-ch 3MP H.264 4K 10T | Released | 4946 | No | 842571106817 | 31 | 23 | 22 | 9
DVR | DS-9016HUHI-F8/N-12TB | Tribrid DVR, 16 Channel TurboHD/Analog, Auto-Detect, H.264+, 720p/1080p Real-time/3MP15 + 2 to 10 8MP IP Camera, HDMI 4K, Alarm I/O, Front Panel Controls, 12TB | TRI DVR 16-ch 3MP H.264 4K 12T | Released | 5217 | No | 842571106824 | 31 | 23 | 22 | 9
DVR | DS-9016HUHI-F8/N-16TB | Tribrid DVR, 16 Channel TurboHD/Analog, Auto-Detect, H.264+, 720p/1080p Real-time/3MP15 + 2 to 10 8MP IP Camera, HDMI 4K, Alarm I/O, Front Panel Controls, 16TB | TRI DVR 16-ch 3MP H.264 4K 16T | Released | 5761 | No | 842571106831 | 33 | 23 | 22 | 9
DVR | DS-9016HUHI-F8/N-18TB | Tribrid DVR, 16 Channel TurboHD/Analog, Auto-Detect, H.264+, 720p/1080p Real-time/3MP15 + 2 to 10 8MP IP Camera, HDMI 4K, Alarm I/O, Front Panel Controls, 18TB | TRI DVR 16-ch 3MP H.264 4K 18T | Released | 6304 | No | 842571106848 | 33 | 23 | 22 | 9
DVR | DS-9016HUHI-F8/N-1TB | Tribrid DVR, 16 Channel TurboHD/Analog, Auto-Detect, H.264+, 720p/1080p Real-time/3MP15 + 2 to 10 8MP IP Camera, HDMI 4K, Alarm I/O, Front Panel Controls, 1TB | TRI DVR 16-ch 3MP H.264 4K 1TB | Released | 4130 | No | 842571106756 | 29 | 23 | 22 | 9
DVR | DS-9016HUHI-F8/N-24TB | Tribrid DVR, 16 Channel TurboHD/Analog, Auto-Detect, H.264+, 720p/1080p Real-time/3MP15 + 2 to 10 8MP IP Camera, HDMI 4K, Alarm I/O, Front Panel Controls, 24TB | TRI DVR 16-ch 3MP H.264 4K 24T | Released | 6848 | No | 842571106855 | 35 | 23 | 22 | 9
DVR | DS-9016HUHI-F8/N-28TB | Tribrid DVR, 16 Channel TurboHD/Analog, Auto-Detect, H.264+, 720p/1080p Real-time/3MP15 + 2 to 10 8MP IP Camera, HDMI 4K, Alarm I/O, Front Panel Controls, 28TB | TRI DVR 16-ch 3MP H.264 4K 28T | Released | 7391 | No | 842571106862 | 37 | 23 | 22 | 9
DVR | DS-9016HUHI-F8/N-2TB | Tribrid DVR, 16 Channel TurboHD/Analog, Auto-Detect, H.264+, 720p/1080p Real-time/3MP15 + 2 to 10 8MP IP Camera, HDMI 4K, Alarm I/O, Front Panel Controls, 2TB | TRI DVR 16-ch 3MP H.264 4K 2TB | Released | 4239 | No | 842571106763 | 29 | 23 | 22 | 9
DVR | DS-9016HUHI-F8/N-32TB | Tribrid DVR, 16 Channel TurboHD/Analog, Auto-Detect, H.264+, 720p/1080p Real-time/3MP15 + 2 to 10 8MP IP Camera, HDMI 4K, Alarm I/O, Front Panel Controls, 32TB | TRI DVR 16-ch 3MP H.264 4K 32T | Released | 7935 | No | 842571106879 | 39 | 23 | 22 | 9
DVR | DS-9016HUHI-F8/N-36TB | Tribrid DVR, 16 Channel TurboHD/Analog, Auto-Detect, H.264+, 720p/1080p Real-time/3MP15 + 2 to 10 8MP IP Camera, HDMI 4K, Alarm I/O, Front Panel Controls, 36TB | TRI DVR 16-ch 3MP H.264 4K 36T | Released | 8478 | No | 842571106886 | 39 | 23 | 22 | 9
DVR | DS-9016HUHI-F8/N-3TB | Tribrid DVR, 16 Channel TurboHD/Analog, Auto-Detect, H.264+, 720p/1080p Real-time/3MP15 + 2 to 10 8MP IP Camera, HDMI 4K, Alarm I/O, Front Panel Controls, 3TB | TRI DVR 16-ch 3MP H.264 4K | EOL - Preparation | 4348 | No | 842571106770 | 29 | 23 | 22 | 9
DVR | DS-9016HUHI-F8/N-42TB | Tribrid DVR, 16 Channel TurboHD/Analog, Auto-Detect, H.264+, 720p/1080p Real-time/3MP15 + 2 to 10 8MP IP Camera, HDMI 4K, Alarm I/O, Front Panel Controls, 42TB | TRI DVR 16-ch 3MP H.264 4K 42T | Released | 9239 | No | 842571106893 | 41 | 23 | 22 | 9
DVR | DS-9016HUHI-F8/N-48TB | Tribrid DVR, 16 Channel TurboHD/Analog, Auto-Detect, H.264+, 720p/1080p Real-time/3MP15 + 2 to 10 8MP IP Camera, HDMI 4K, Alarm I/O, Front Panel Controls, 48TB | TRI DVR 16-ch 3MP H.264 4K 48T | Released | 9783 | No | 842571106909 | 43 | 23 | 22 | 9
DVR | DS-9016HUHI-F8/N-4TB | Tribrid DVR, 16 Channel TurboHD/Analog, Auto-Detect, H.264+, 720p/1080p Real-time/3MP15 + 2 to 10 8MP IP Camera, HDMI 4K, Alarm I/O, Front Panel Controls, 4TB | TRI DVR 16-ch 3MP H.264 4K 4TB | Released | 4457 | No | 842571106787 | 29 | 23 | 22 | 9
DVR | DS-9016HUHI-F8/N-6TB | Tribrid DVR, 16 Channel TurboHD/Analog, Auto-Detect, H.264+, 720p/1080p Real-time/3MP15 + 2 to 10 8MP IP Camera, HDMI 4K, Alarm I/O, Front Panel Controls, 6TB | TRI DVR 16-ch 3MP H.264 4K 6TB | Released | 4565 | No | 842571106794 | 29 | 23 | 22 | 9
DVR | DS-9016HUHI-F8/N-8TB | Tribrid DVR, 16 Channel TurboHD/Analog, Auto-Detect, H.264+, 720p/1080p Real-time/3MP15 + 2 to 10 8MP IP Camera, HDMI 4K, Alarm I/O, Front Panel Controls, 8TB | TRI DVR 16-ch 3MP H.264 4K 8TB | Released | 4783 | No | 842571106800 | 31 | 23 | 22 | 9
DVR | DS-9016HUI-K8 | Tribrid DVR, 16 Channel TurboHD/Analog, Auto-Detect, H.265+, 1080p/3MP/4MP/5MP/8MP 30/18/15/12/8fps + up to 32-ch 12MP IP Camera, 2-HDMI, Video Loop, Alarm I/O, Front Panel Controls, No HDD | TRI DVR 16-ch 5MP H.265 No HDD | Released | 2717 | No | 842571114508 | 28 | 22 | 23 | 9
DVR | DS-9016HUI-K8-10TB | Tribrid DVR, 16 Channel TurboHD/Analog, Auto-Detect, H.265+, 1080p/3MP/4MP/5MP/8MP 30/18/15/12/8fps + up to 32-ch 12MP IP Camera, 2-HDMI, Video Loop, Alarm I/O, Front Panel Controls, 10TB | TRI DVR 16-ch 5MP H.265 10TB | Released | 3859 | No | 842571115192 | 32 | 22 | 23 | 9
DVR | DS-9016HUI-K8-12TB | Tribrid DVR, 16 Channel TurboHD/Analog, Auto-Detect, H.265+, 1080p/3MP/4MP/5MP/8MP 30/18/15/12/8fps + up to 32-ch 12MP IP Camera, 2-HDMI, Video Loop, Alarm I/O, Front Panel Controls, 12TB | TRI DVR 16-ch 5MP H.265 12TB | Released | 4109 | No | 842571115208 | 32 | 22 | 23 | 9
DVR | DS-9016HUI-K8-16TB | Tribrid DVR, 16 Channel TurboHD/Analog, Auto-Detect, H.265+, 1080p/3MP/4MP/5MP/8MP 30/18/15/12/8fps + up to 32-ch 12MP IP Camera, 2-HDMI, Video Loop, Alarm I/O, Front Panel Controls, 16TB | TRI DVR 16-ch 5MP H.265 16TB | Released | 4565 | No | 842571115215 | 32 | 22 | 23 | 9
DVR | DS-9016HUI-K8-18TB | Tribrid DVR, 16 Channel TurboHD/Analog, Auto-Detect, H.265+, 1080p/3MP/4MP/5MP/8MP 30/18/15/12/8fps + up to 32-ch 12MP IP Camera, 2-HDMI, Video Loop, Alarm I/O, Front Panel Controls, 18TB | TRI DVR 16-ch 5MP H.265 18TB | Released | 4804 | No | 842571115222 | 34 | 22 | 23 | 9
DVR | DS-9016HUI-K8-1TB | Tribrid DVR, 16 Channel TurboHD/Analog, Auto-Detect, H.265+, 1080p/3MP/4MP/5MP/8MP 30/18/15/12/8fps + up to 32-ch 12MP IP Camera, 2-HDMI, Video Loop, Alarm I/O, Front Panel Controls, 1TB | TRI DVR 16-ch 5MP H.265 1TB | Released | 2880 | No | 842571114515 | 30 | 22 | 23 | 9
DVR | DS-9016HUI-K8-20TB | Tribrid DVR, 16 Channel TurboHD/Analog, Auto-Detect, H.265+, 1080p/3MP/4MP/5MP/8MP 30/18/15/12/8fps + up to 32-ch 12MP IP Camera, 2-HDMI, Video Loop, Alarm I/O, Front Panel Controls, 20TB | TRI DVR 16-ch 5MP H.265 20TB | Released | 5109 | No | 842571128574 | 32 | 22 | 23 | 9
DVR | DS-9016HUI-K8-24TB | Tribrid DVR, 16 Channel TurboHD/Analog, Auto-Detect, H.265+, 1080p/3MP/4MP/5MP/8MP 30/18/15/12/8fps + up to 32-ch 12MP IP Camera, 2-HDMI, Video Loop, Alarm I/O, Front Panel Controls, 24TB | TRI DVR 16-ch 5MP H.265 24TB | Released | 5500 | No | 842571115239 | 34 | 22 | 23 | 9
DVR | DS-9016HUI-K8-2TB | Tribrid DVR, 16 Channel TurboHD/Analog, Auto-Detect, H.265+, 1080p/3MP/4MP/5MP/8MP 30/18/15/12/8fps + up to 32-ch 12MP IP Camera, 2-HDMI, Video Loop, Alarm I/O, Front Panel Controls, 2TB | TRI DVR 16-ch 5MP H.265 2TB | Released | 2946 | No | 842571114522 | 30 | 22 | 23 | 9
DVR | DS-9016HUI-K8-32TB | Tribrid DVR, 16 Channel TurboHD/Analog, Auto-Detect, H.265+, 1080p/3MP/4MP/5MP/8MP 30/18/15/12/8fps + up to 32-ch 12MP IP Camera, 2-HDMI, Video Loop, Alarm I/O, Front Panel Controls, 32TB | TRI DVR 16-ch 5MP H.265 32TB | Released | 6370 | No | 842571114577 | 36 | 22 | 23 | 9
DVR | DS-9016HUI-K8-36TB | Tribrid DVR, 16 Channel TurboHD/Analog, Auto-Detect, H.265+, 1080p/3MP/4MP/5MP/8MP 30/18/15/12/8fps + up to 32-ch 12MP IP Camera, 2-HDMI, Video Loop, Alarm I/O, Front Panel Controls, 36TB | TRI DVR 16-ch 5MP H.265 36TB | Released | 6826 | No | 842571114584 | 38 | 22 | 23 | 9
DVR | DS-9016HUI-K8-3TB | Tribrid DVR, 16 Channel TurboHD/Analog, Auto-Detect, H.265+, 1080p/3MP/4MP/5MP/8MP 30/18/15/12/8fps + up to 32-ch 12MP IP Camera, 2-HDMI, Video Loop, Alarm I/O, Front Panel Controls, 3TB | TRI DVR 16-ch 5MP H.265 3TB | EOL - Preparation | 3065 | No | 842571114539 | 30 | 22 | 23 | 9
DVR | DS-9016HUI-K8-42TB | Tribrid DVR, 16 Channel TurboHD/Analog, Auto-Detect, H.265+, 1080p/3MP/4MP/5MP/8MP 30/18/15/12/8fps + up to 32-ch 12MP IP Camera, 2-HDMI, Video Loop, Alarm I/O, Front Panel Controls, 42TB | TRI DVR 16-ch 5MP H.265 42TB | Released | 7511 | No | 842571114591 | 38 | 22 | 23 | 9
DVR | DS-9016HUI-K8-48TB | Tribrid DVR, 16 Channel TurboHD/Analog, Auto-Detect, H.265+, 1080p/3MP/4MP/5MP/8MP 30/18/15/12/8fps + up to 32-ch 12MP IP Camera, 2-HDMI, Video Loop, Alarm I/O, Front Panel Controls, 48TB | TRI DVR 16-ch 5MP H.265 48TB | Released | 8196 | No | 842571115987 | 40 | 22 | 23 | 9
DVR | DS-9016HUI-K8-4TB | Tribrid DVR, 16 Channel TurboHD/Analog, Auto-Detect, H.265+, 1080p/3MP/4MP/5MP/8MP 30/18/15/12/8fps + up to 32-ch 12MP IP Camera, 2-HDMI, Video Loop, Alarm I/O, Front Panel Controls, 4TB | TRI DVR 16-ch 5MP H.265 4TB | Released | 3174 | No | 842571114546 | 30 | 22 | 23 | 9
DVR | DS-9016HUI-K8-64TB | Tribrid DVR, 16 Channel TurboHD/Analog, Auto-Detect, H.265+, 1080p/3MP/4MP/5MP/8MP 30/18/15/12/8fps + up to 32-ch 12MP IP Camera, 2-HDMI, Video Loop, Alarm I/O, Front Panel Controls, 64TB | TRI DVR 16-ch 5MP H.265 64TB | Released | 10022 | No | 842571114607 | 44 | 22 | 23 | 9
DVR | DS-9016HUI-K8-6TB | Tribrid DVR, 16 Channel TurboHD/Analog, Auto-Detect, H.265+, 1080p/3MP/4MP/5MP/8MP 30/18/15/12/8fps + up to 32-ch 12MP IP Camera, 2-HDMI, Video Loop, Alarm I/O, Front Panel Controls, 6TB | TRI DVR 16-ch 5MP H.265 6TB | Released | 3413 | No | 842571114553 | 30 | 22 | 23 | 9
DVR | DS-9016HUI-K8-80TB | Tribrid DVR, 16 Channel TurboHD/Analog, Auto-Detect, H.265+, 1080p/3MP/4MP/5MP/8MP 30/18/15/12/8fps + up to 32-ch 12MP IP Camera, 2-HDMI, Video Loop, Alarm I/O, Front Panel Controls, 80TB | TRI DVR 16-ch 5MP H.265 80TB | Released | 11848 | No | 842571127454 | 44 | 22 | 23 | 9
DVR | DS-9016HUI-K8-8TB | Tribrid DVR, 16 Channel TurboHD/Analog, Auto-Detect, H.265+, 1080p/3MP/4MP/5MP/8MP 30/18/15/12/8fps + up to 32-ch 12MP IP Camera, 2-HDMI, Video Loop, Alarm I/O, Front Panel Controls, 8TB | TRI DVR 16-ch 5MP H.265 8TB | Released | 3630 | No | 842571114560 | 30 | 22 | 23 | 9
DVR | DS-9032HUI-K8 | Tribrid DVR, 32 Channel TurboHD/Analog, Auto-Detect, H.265+, 1080p/3MP/4MP/5MP/8MP 30/18/15/12/8fps + up to 64-ch 12MP IP Camera, 2-HDMI, Video Loop, Alarm I/O, Front Panel Controls, No HDD | TRIDVR32-ch 5MP H.265 No HDD | Released | 3478 | No | 842571115260 | 26 | 22 | 23 | 9
DVR | DS-9032HUI-K8-10TB | Tribrid DVR, 32 Channel TurboHD/Analog, Auto-Detect, H.265+, 1080p/3MP/4MP/5MP/8MP 30/18/15/12/8fps + up to 64-ch 12MP IP Camera, 2-HDMI, Video Loop, Alarm I/O, Front Panel Controls, 10TB | TRI DVR 32-ch 5MP H.265 10TB | Released | 4535 | No | 842571115246 | 30 | 22 | 23 | 9
DVR | DS-9032HUI-K8-12TB | Tribrid DVR, 32 Channel TurboHD/Analog, Auto-Detect, H.265+, 1080p/3MP/4MP/5MP/8MP 30/18/15/12/8fps + up to 64-ch 12MP IP Camera, 2-HDMI, Video Loop, Alarm I/O, Front Panel Controls, 12TB | TRI DVR 32-ch 5MP H.265 12TB | Released | 4870 | No | 842571115253 | 30 | 22 | 23 | 9
DVR | DS-9032HUI-K8-16TB | Tribrid DVR, 32 Channel TurboHD/Analog, Auto-Detect, H.265+, 1080p/3MP/4MP/5MP/8MP 30/18/15/12/8fps + up to 64-ch 12MP IP Camera, 2-HDMI, Video Loop, Alarm I/O, Front Panel Controls, 16TB | TRI DVR 32-ch 5MP H.265 16TB | Released | 5326 | No | 842571115277 | 30 | 22 | 23 | 9
DVR | DS-9032HUI-K8-18TB | Tribrid DVR, 32 Channel TurboHD/Analog, Auto-Detect, H.265+, 1080p/3MP/4MP/5MP/8MP 30/18/15/12/8fps + up to 64-ch 12MP IP Camera, 2-HDMI, Video Loop, Alarm I/O, Front Panel Controls, 18TB | TRI DVR 32-ch 5MP H.265 18TB | Released | 5565 | No | 842571115284 | 32 | 22 | 23 | 9
DVR | DS-9032HUI-K8-1TB | Tribrid DVR, 32 Channel TurboHD/Analog, Auto-Detect, H.265+, 1080p/3MP/4MP/5MP/8MP 30/18/15/12/8fps + up to 64-ch 12MP IP Camera, 2-HDMI, Video Loop, Alarm I/O, Front Panel Controls, 1TB | TRI DVR 32-ch 5MP H.265 1TB | Released | 3641 | No | 842571114614 | 28 | 22 | 23 | 9
DVR | DS-9032HUI-K8-24TB | Tribrid DVR, 32 Channel TurboHD/Analog, Auto-Detect, H.265+, 1080p/3MP/4MP/5MP/8MP 30/18/15/12/8fps + up to 64-ch 12MP IP Camera, 2-HDMI, Video Loop, Alarm I/O, Front Panel Controls, 24TB | TRI DVR 32-ch 5MP H.265 24TB | Released | 6261 | No | 842571115291 | 32 | 22 | 23 | 9
DVR | DS-9032HUI-K8-2TB | Tribrid DVR, 32 Channel TurboHD/Analog, Auto-Detect, H.265+, 1080p/3MP/4MP/5MP/8MP 30/18/15/12/8fps + up to 64-ch 12MP IP Camera, 2-HDMI, Video Loop, Alarm I/O, Front Panel Controls, 2TB | TRI DVR 32-ch 5MP H.265 2TB | Released | 3707 | No | 842571114621 | 28 | 22 | 23 | 9
DVR | DS-9032HUI-K8-32TB | Tribrid DVR, 32 Channel TurboHD/Analog, Auto-Detect, H.265+, 1080p/3MP/4MP/5MP/8MP 30/18/15/12/8fps + up to 64-ch 12MP IP Camera, 2-HDMI, Video Loop, Alarm I/O, Front Panel Controls, 32TB | TRI DVR 32-ch 5MP H.265 32TB | Released | 7130 | No | 842571114676 | 34 | 22 | 23 | 9
DVR | DS-9032HUI-K8-36TB | Tribrid DVR, 32 Channel TurboHD/Analog, Auto-Detect, H.265+, 1080p/3MP/4MP/5MP/8MP 30/18/15/12/8fps + up to 64-ch 12MP IP Camera, 2-HDMI, Video Loop, Alarm I/O, Front Panel Controls, 36TB | TRI DVR 32-ch 5MP H.265 36TB | Released | 7587 | No | 842571114683 | 36 | 22 | 23 | 9
DVR | DS-9032HUI-K8-3TB | Tribrid DVR, 32 Channel TurboHD/Analog, Auto-Detect, H.265+, 1080p/3MP/4MP/5MP/8MP 30/18/15/12/8fps + up to 64-ch 12MP IP Camera, 2-HDMI, Video Loop, Alarm I/O, Front Panel Controls, 3TB | TRI DVR 32-ch 5MP H.265 3TB | EOL - Preparation | 3826 | No | 842571114638 | 28 | 22 | 23 | 9
DVR | DS-9032HUI-K8-42TB | Tribrid DVR, 32 Channel TurboHD/Analog, Auto-Detect, H.265+, 1080p/3MP/4MP/5MP/8MP 30/18/15/12/8fps + up to 64-ch 12MP IP Camera, 2-HDMI, Video Loop, Alarm I/O, Front Panel Controls, 42TB | TRI DVR 32-ch 5MP H.265 42TB | Released | 8272 | No | 842571114690 | 38 | 22 | 23 | 9
DVR | DS-9032HUI-K8-48TB | Tribrid DVR, 32 Channel TurboHD/Analog, Auto-Detect, H.265+, 1080p/3MP/4MP/5MP/8MP 30/18/15/12/8fps + up to 64-ch 12MP IP Camera, 2-HDMI, Video Loop, Alarm I/O, Front Panel Controls, 48TB | TRI DVR 32-ch 5MP H.265 48TB | Released | 8957 | No | 842571114706 | 38 | 22 | 23 | 9
DVR | DS-9032HUI-K8-4TB | Tribrid DVR, 32 Channel TurboHD/Analog, Auto-Detect, H.265+, 1080p/3MP/4MP/5MP/8MP 30/18/15/12/8fps + up to 64-ch 12MP IP Camera, 2-HDMI, Video Loop, Alarm I/O, Front Panel Controls, 4TB | TRI DVR 32-ch 5MP H.265 4TB | Released | 3935 | No | 842571114645 | 28 | 22 | 23 | 9
DVR | DS-9032HUI-K8-64TB | Tribrid DVR, 32 Channel TurboHD/Analog, Auto-Detect, H.265+, 1080p/3MP/4MP/5MP/8MP 30/18/15/12/8fps + up to 64-ch 12MP IP Camera, 2-HDMI, Video Loop, Alarm I/O, Front Panel Controls, 64TB | TRI DVR 32-ch 5MP H.265 64TB | Released | 10783 | No | 842571114713 | 42 | 22 | 23 | 9
DVR | DS-9032HUI-K8-6TB | Tribrid DVR, 32 Channel TurboHD/Analog, Auto-Detect, H.265+, 1080p/3MP/4MP/5MP/8MP 30/18/15/12/8fps + up to 64-ch 12MP IP Camera, 2-HDMI, Video Loop, Alarm I/O, Front Panel Controls, 6TB | TRI DVR 32-ch 5MP H.265 6TB | Released | 4174 | No | 842571114652 | 28 | 22 | 23 | 9
DVR | DS-9032HUI-K8-8TB | Tribrid DVR, 32 Channel TurboHD/Analog, Auto-Detect, H.265+, 1080p/3MP/4MP/5MP/8MP 30/18/15/12/8fps + up to 64-ch 12MP IP Camera, 2-HDMI, Video Loop, Alarm I/O, Front Panel Controls, 8TB | TRI DVR 32-ch 5MP H.265 8TB | Released | 4391 | No | 842571114669 | 28 | 22 | 23 | 9
NVR Pro | DS-96064NI-I16 | NVR, 64-Channel, H265+, up to 12MP, HDMI (1-4K; 1- 1080p), 16-SATA, No HDD | NVR 64CH upto 4K HDMI 0HDD | Released | 5924 | No | 842571110395 | 41 | 12 | 25 | 23
NVR Pro | DS-96128NI-I24/H | NVR, 128-Channel, H.265+, up to 12MP, 8-HDMI, 4K output resolution (3840x2160), 24-SATA, No HDD (Order HDD separately) (Requires Shelf for Rack Installation) | NVR 128CH 8-HDMI 24SATA noHDD | Released | 8348 | No | 842571100594 | 59 | 15 | 29 | 26
NVR Pro | DS-9616NI-I8 | NVR, 16-Channel, H265+, up to12MP, HDMI (1-4K; 1- 1080p), 8-SATA, No HDD | NVR 16 CH 12MP 4K HDMI No HDD | Released | 1672 | No | 842571103342 | 27 | 23 | 22 | 8
NVR Pro | DS-9616NI-I8-10TB | NVR, 16-Channel, H265+, up to12MP, HDMI (1-4K; 1- 1080p), 8-SATA, with 10TB | NVR 16 CH 12MP 4K HDMI 10TB | Released | 2825 | No | 842571103656 | 31 | 23 | 22 | 8
NVR Pro | DS-9616NI-I8-12TB | NVR, 16-Channel, H265+, up to12MP, HDMI (1-4K; 1- 1080p), 8-SATA, with 12TB | NVR 16 CH 12MP 4K HDMI 12TB | Released | 3064 | No | 842571103663 | 31 | 23 | 22 | 8
NVR Pro | DS-9616NI-I8-14TB | NVR, 16-Channel, H265+, up to12MP, HDMI (1-4K; 1- 1080p), 8-SATA, with 14TB | NVR 16 CH 12MP 4K HDMI 14TB | Released | 3292 | No | 842571103670 | 32 | 23 | 22 | 8
NVR Pro | DS-9616NI-I8-16TB | NVR, 16-Channel, H265+, up to12MP, HDMI (1-4K; 1- 1080p), 8-SATA, with 16TB | NVR 16 CH 12MP 4K HDMI 16TB | Released | 3520 | No | 842571103687 | 33 | 23 | 22 | 8
NVR Pro | DS-9616NI-I8-18TB | NVR, 16-Channel, H265+, up to12MP, HDMI (1-4K; 1- 1080p), 8-SATA, with 18TB | NVR 16 CH 12MP 4K HDMI 18TB | Released | 3760 | No | 842571103694 | 33 | 23 | 22 | 8
NVR Pro | DS-9616NI-I8-1TB | NVR, 16-Channel, H265+, up to12MP, HDMI (1-4K; 1- 1080p), 8-SATA, with 1TB | NVR 16 CH 12MP 4K HDMI 1TB | Released | 1835 | No | 842571103595 | 29 | 23 | 22 | 8
NVR Pro | DS-9616NI-I8-20TB | NVR, 16-Channel, H265+, up to12MP, HDMI (1-4K; 1- 1080p), 8-SATA, with 20TB | NVR 16 CH 12MP 4K HDMI 20TB | Released | 3988 | No | 842571103700 | 34 | 23 | 22 | 8
NVR Pro | DS-9616NI-I8-24TB | NVR, 16-Channel, H265+, up to12MP, HDMI (1-4K; 1- 1080p), 8-SATA, with 24TB | NVR 16 CH 12MP 4K HDMI 24TB | Released | 4456 | No | 842571103717 | 35 | 23 | 22 | 8
NVR Pro | DS-9616NI-I8-28TB | NVR, 16-Channel, H265+, up to12MP, HDMI (1-4K; 1- 1080p), 8-SATA, with 28TB | NVR 16 CH 12MP 4K HDMI 28TB | Released | 4913 | No | 842571103724 | 37 | 23 | 22 | 8
NVR Pro | DS-9616NI-I8-2TB | NVR, 16-Channel, H265+, up to12MP, HDMI (1-4K; 1- 1080p), 8-SATA, with 2TB | NVR 16 CH 12MP 4K HDMI 2TB | Released | 1900 | No | 842571103601 | 29 | 23 | 22 | 8
NVR Pro | DS-9616NI-I8-32TB | NVR, 16-Channel, H265+, up to12MP, HDMI (1-4K; 1- 1080p), 8-SATA, with 32TB | NVR 16 CH 12MP 4K HDMI 32TB | Released | 5380 | No | 842571103731 | 38 | 23 | 22 | 8
NVR Pro | DS-9616NI-I8-36TB | NVR, 16-Channel, H265+, up to12MP, HDMI (1-4K; 1- 1080p), 8-SATA, with 36TB | NVR 16 CH 12MP 4K HDMI 36TB | Released | 5847 | No | 842571103748 | 39 | 23 | 22 | 8
NVR Pro | DS-9616NI-I8-42TB | NVR, 16-Channel, H265+, up to12MP, HDMI (1-4K; 1- 1080p), 8-SATA, with 42TB | NVR 16 CH 12MP 4K HDMI 42TB | Released | 6543 | No | 842571103755 | 41 | 23 | 22 | 8
NVR Pro | DS-9616NI-I8-48TB | NVR, 16-Channel, H265+, up to12MP, HDMI (1-4K; 1- 1080p), 8-SATA, with 48TB | NVR 16 CH 12MP 4K HDMI 48TB | Released | 7239 | No | 842571103762 | 43 | 23 | 22 | 8
NVR Pro | DS-9616NI-I8-4TB | NVR, 16-Channel, H265+, up to12MP, HDMI (1-4K; 1- 1080p), 8-SATA, with 4TB | NVR 16 CH 12MP 4K HDMI 4TB | Released | 2129 | No | 842571103625 | 29 | 23 | 22 | 8
NVR Pro | DS-9616NI-I8-6TB | NVR, 16-Channel, H265+, up to12MP, HDMI (1-4K; 1- 1080p), 8-SATA, with 6TB | NVR 16 CH 12MP 4K HDMI 6TB | Released | 2368 | No | 842571103632 | 29 | 23 | 22 | 8
NVR Pro | DS-9616NI-I8-8TB | NVR, 16-Channel, H265+, up to12MP, HDMI (1-4K; 1- 1080p), 8-SATA, with 8TB | NVR 16 CH 12MP 4K HDMI 8TB | Released | 2586 | No | 842571103649 | 31 | 23 | 22 | 8
NVR Pro | DS-96256NI-I24/H | NVR, 256-Channel, H.265+, up to 12MP, 8-HDMI, 4K output resolution (3840x2160), 24-SATA, No HDD (Order HDD separately) (Requires Shelf for Rack Installation) | NVR 256CH 6-HDMI 24-SATA noHDD | Released | 11304 | No | 842571100600 | 60 | 14 | 28 | 25
NVR Pro | DS-9632NI-I16 | NVR, 32-Channel, H265+, up to 12MP, HDMI (1-4K; 1- 1080p), 16-SATA, No HDD | NVR 32CH upto 4K HDMI 0HDD | Released | 3885 | No | 842571110388 | 31 | 12 | 25 | 23
NVR Pro | DS-9632NI-I8 | NVR 32CH upto 4K HDMI | NVR 32CH upto 4K HDMI 0HDD | Released | 1955 | No | 813908023626 | 29 | 23 | 22 | 8
NVR Pro | DS-9632NI-I8-10TB | NVR, 32-Channel, H.264/H.264+/H.265, up to 12MP, HDMI, 8-SATA, with 10TB | NVR 32CH upto 4K HDMI 10TB | Released | 3107 | No | 813908023909 | 35 | 23 | 22 | 8
NVR Pro | DS-9632NI-I8-12TB | NVR, 32-Channel, H.264/H.264+/H.265, up to 12MP, HDMI, 8-SATA, with 12TB | NVR 32CH upto 4K HDMI 12TB | Released | 3346 | No | 813908023916 | 38 | 23 | 22 | 8
NVR Pro | DS-9632NI-I8-16TB | NVR, 32-Channel, H.264/H.264+/H.265, up to 12MP, HDMI, 8-SATA, with 16TB | NVR 32CH upto 4K HDMI 16TB | Released | 3803 | No | 813908023923 | 40 | 23 | 22 | 8
NVR Pro | DS-9632NI-I8-18TB | NVR, 32-Channel, H.264/H.264+/H.265, up to 12MP, HDMI, 8-SATA, with 18TB | NVR 32CH upto 4K HDMI 18TB | Released | 4042 | No | 813908023930 | 43 | 23 | 22 | 8
NVR Pro | DS-9632NI-I8-20TB | NVR, 32-Channel, H.264/H.264+/H.265, up to 12MP, HDMI, 8-SATA, with 20TB | NVR 32CH upto 4K HDMI 20TB | Released | 4271 | No | 813908023947 | 48 | 23 | 22 | 8
NVR Pro | DS-9632NI-I8-24TB | NVR, 32-Channel, H.264/H.264+/H.265, up to 12MP, HDMI, 8-SATA, with 24TB | NVR 32CH upto 4K HDMI 24TB | Released | 4739 | No | 813908023954 | 53 | 23 | 22 | 8
NVR Pro | DS-9632NI-I8-28TB | NVR, 32-Channel, H.264/H.264+/H.265, up to 12MP, HDMI, 8-SATA, with 28TB | NVR 32CH upto 4K HDMI 28TB | Released | 5195 | No | 813908023961 | 55 | 23 | 22 | 8
NVR Pro | DS-9632NI-I8-32TB | NVR, 32-Channel, H.264/H.264+/H.265, up to 12MP, HDMI, 8-SATA, with 32TB | NVR 32CH upto 4K HDMI 32TB | Released | 5662 | No | 813908023978 | 60 | 23 | 22 | 8
NVR Pro | DS-9632NI-I8-36TB | NVR, 32-Channel, H.264/H.264+/H.265, up to 12MP, HDMI, 8-SATA, with 36TB | NVR 32CH upto 4K HDMI 36TB | Released | 6130 | No | 813908023985 | 65 | 23 | 22 | 8
NVR Pro | DS-9632NI-I8-42TB | NVR, 32-Channel, H.264/H.264+/H.265, up to 12MP, HDMI, 8-SATA, with 42TB | NVR 32CH upto 4K HDMI 42TB | Released | 6826 | No | 813908023992 | 68 | 23 | 22 | 8
NVR Pro | DS-9632NI-I8-48TB | NVR, 32-Channel, H.264/H.264+/H.265, up to 12MP, HDMI, 8-SATA, with 48TB | NVR 32CH upto 4K HDMI 48TB | Released | 7522 | No | 813908024005 | 75 | 23 | 22 | 8
NVR Pro | DS-9632NI-I8-4TB | NVR, 32-Channel, H.264/H.264+/H.265, up to 12MP, HDMI, 8-SATA, with 4TB | NVR 32CH upto 4K HDMI 4TB | Released | 2412 | No | 813908023879 | 31 | 23 | 22 | 8
NVR Pro | DS-9632NI-I8-6TB | NVR, 32-Channel, H.264/H.264+/H.265, up to 12MP, HDMI, 8-SATA, with 6TB | NVR 32CH upto 4K HDMI 6TB | Released | 2651 | No | 813908023886 | 31 | 23 | 22 | 8
NVR Pro | DS-9632NI-I8-8TB | NVR, 32-Channel, H.264/H.264+/H.265, up to 12MP, HDMI, 8-SATA, with 8TB | NVR 32CH upto 4K HDMI 8TB | Released | 2868 | No | 813908023893 | 33 | 23 | 22 | 8
NVR Pro | DS-9664NI-I16 | NVR, 64-Channel, H.264/H.264+/H.265/H.265+, up to 12MP, HDMI (1-4K; 1- 1080p), 16-SATA, No HDD | NVR 64CH upto 4K HDMI 0HDD | Released | 5080 | No | 842571108590 | 22 | 5.7 | 27 | 17.5
NVR Pro | DS-9664NI-I8 | NVR, 64-Channel, H.264/H.264+/H.265, up to 12MP, HDMI (1-4K; 1- 1080p), 16-SATA, No HDD | NVR 64CH upto 4K HDMI 0HDD | Released | 2751 | No | 813908023725 | 22 | 23 | 22 | 8
NVR Pro | DS-9664NI-I8-10TB | NVR, 64-Channel, H.264/H.264+/H.265, up to 12MP, HDMI (1-4K; 1- 1080p), 8-SATA, with 10TB | NVR 64CH upto 4K HDMI 10TB | Released | 3903 | No | 813908024159 | 26 | 23 | 22 | 8
NVR Pro | DS-9664NI-I8-12TB | NVR, 64-Channel, H.264/H.264+/H.265, up to 12MP, HDMI (1-4K; 1- 1080p), 8-SATA, with 12TB | NVR 64CH upto 4K HDMI 12TB | Released | 4142 | No | 813908024166 | 28 | 23 | 22 | 8
NVR Pro | DS-9664NI-I8-16TB | NVR, 64-Channel, H.264/H.264+/H.265, up to 12MP, HDMI (1-4K; 1- 1080p), 8-SATA, with 16TB | NVR 64CH upto 4K HDMI 16TB | Released | 4599 | No | 813908024173 | 30 | 23 | 22 | 8
NVR Pro | DS-9664NI-I8-18TB | NVR, 64-Channel, H.264/H.264+/H.265, up to 12MP, HDMI (1-4K; 1- 1080p), 8-SATA, with 18TB | NVR 64CH upto 4K HDMI 18TB | Released | 4838 | No | 813908024180 | 32 | 23 | 22 | 8
NVR Pro | DS-9664NI-I8-20TB | NVR, 64-Channel, H.264/H.264+/H.265, up to 12MP, HDMI (1-4K; 1- 1080p), 8-SATA, with 20TB | NVR 64CH upto 4K HDMI 20TB | Released | 5067 | No | 813908024197 | 34 | 23 | 22 | 8
NVR Pro | DS-9664NI-I8-24TB | NVR, 64-Channel, H.264/H.264+/H.265, up to 12MP, HDMI (1-4K; 1- 1080p), 8-SATA, with 24TB | NVR 64CH upto 4K HDMI 24TB | Released | 5534 | No | 813908024203 | 36 | 23 | 22 | 8
NVR Pro | DS-9664NI-I8-28TB | NVR, 64-Channel, H.264/H.264+/H.265, up to 12MP, HDMI (1-4K; 1- 1080p), 8-SATA, with 28TB | NVR 64CH upto 4K HDMI 28TB | Released | 5991 | No | 813908024210 | 40 | 23 | 22 | 8
NVR Pro | DS-9664NI-I8-32TB | NVR, 64-Channel, H.264/H.264+/H.265, up to 12MP, HDMI (1-4K; 1- 1080p), 8-SATA, with 32TB | NVR 64CH upto 4K HDMI 32TB | Released | 6458 | No | 813908024227 | 42 | 23 | 22 | 8
NVR Pro | DS-9664NI-I8-36TB | NVR, 64-Channel, H.264/H.264+/H.265, up to 12MP, HDMI (1-4K; 1- 1080p), 8-SATA, with 36TB | NVR 64CH upto 4K HDMI 36TB | Released | 6926 | No | 813908024234 | 48 | 23 | 22 | 8
NVR Pro | DS-9664NI-I8-42TB | NVR, 64-Channel, H.264/H.264+/H.265, up to 12MP, HDMI (1-4K; 1- 1080p), 8-SATA, with 42TB | NVR 64CH upto 4K HDMI 42TB | Released | 7622 | No | 813908024241 | 50 | 23 | 22 | 8
NVR Pro | DS-9664NI-I8-48TB | NVR, 64-Channel, H.264/H.264+/H.265, up to 12MP, HDMI (1-4K; 1- 1080p), 8-SATA, with 48TB | NVR 64CH upto 4K HDMI 48TB | Released | 8318 | No | 813908024258 | 58 | 23 | 22 | 8
NVR Pro | DS-9664NI-I8-4TB | NVR, 64-Channel, H.264/H.264+/H.265, up to 12MP, HDMI (1-4K; 1- 1080p), 8-SATA, with 4TB | NVR 64CH upto 4K HDMI 4TB | Released | 3208 | No | 813908024128 | 24 | 23 | 22 | 8
NVR Pro | DS-9664NI-I8-6TB | NVR, 64-Channel, H.264/H.264+/H.265, up to 12MP, HDMI (1-4K; 1- 1080p), 8-SATA, with 6TB | NVR 64CH upto 4K HDMI 6TB | Released | 3447 | No | 813908024135 | 24 | 23 | 22 | 8
NVR Pro | DS-9664NI-I8-8TB | NVR, 64-Channel, H.264/H.264+/H.265, up to 12MP, HDMI (1-4K; 1- 1080p), 8-SATA, with 8TB | NVR 64CH upto 4K HDMI 8TB | Released | 3664 | No | 813908024142 | 24 | 23 | 22 | 8
Monitors | DS-D5019QE-B | 18.5" 1366*768, HDMI/VGA input, view angle:90°/65°, plastic casing, ERP level A,VESA, base bracket included | 18.5" 1366x768 HDMI/VGA | Released | 146 | No | 842571116458 | 9 | 4 | 19 | 13
Monitors | DS-D5022FC | Monitor, 22", LCD, 1080P, Back Lit LED Technology, HDMI/VGA/CVBS Inputs, Audio In/Speaker, Plastic, VESA Table Stand Bracket included | MON 21 1080P HDMI/VGA/CVBS | Released | 265 | No | 842571100082 | 10 | 17 | 22 | 4
Monitors | DS-D5022QE-B | 21.5" 1080P, HDMI/VGA input, view angle:170°/160°, plastic casing, ERP level A,VESA, base bracket included | 21.5" 1080P, HDMI/VGA | Released | 176 | No | 842571116465 | 10 | 4 | 22 | 17
Monitors | DS-D5024FC | 23.6" 1080P, HDMI/VGA input, BNC in, BNC out, build-in speaker, view angle:170°/160°, plastic casing,VESA, base bracket included | 23.6" 1080P, HDMI/VGA input | Released | 587 | No | 842571116441 | 12 | 18 | 24 | 4
Monitors | DS-D5032FC-A | 31.5" 1080P, HDMI/DVI/VGA/BNC input, BNC output, build-in speaker, USB, view angle:178°/178°, plastic casing,VESA | 32"Monitor1080PHDMI/DVI/VGA | Released | 1020 | No | 842571117455 | 21 | 8 | 32 | 21
Monitors | DS-D5032FL | Monitor, 32", LCD, 1080P, Back Lit LED Technology, HDMI/VGA/DVI/CVBS/USB Inputs, Audio In/Speaker, Metal, VESA Interface (Brackets not included) | MON 32 LCD 1080P HDMI/VGA/CVBS | Released | 1020 | No | 813908025392 | 34 | 8 | 35 | 25
Monitors | DS-D5032FL-B | Monitor, 32", LCD, 1080P, Back Lit LED Technology, HDMI/VGA/DVI/CVBS/HD-TVI/USB Inputs, Audio In/Speaker, Metal, VESA Interface (Brackets not included), 110V AC or 24V DC | 32 LCD 1080P HDMI/VGA/CVBS/TVI | Released | 1524 | No | 842571108309 | 35 | 8 | 35 | 25
Monitors | DS-D5032FL-C | 32" 1080P, HDMI/VGA/RJ45, built-in IP camera(DS-2CD2125FWD-IM), USB port, build-in microSD slot(default w/o SD card), metal casing,VESA | 32 LCD PVM 1080P HDMI/VGA | Released | 1861 | No | 842571116328 | 44 | 27 | 35 | 8
Monitors | DS-D5032QE | 31.5" 1080P, HDMI/VGA input, view angle:178°/178°, 300cd/?, plastic casing, VESA, base bracket included, 24/7 usage | 31.5" 1080P, HDMI/VGA | Released | 413 | No | 842571126358 | 15 | 6 | 32 | 20
Monitors | DS-D5043FL-B | 43" 1080P, HDMI/VGA/DVI/BNC input, BNC output, USB port, build-in speaker, view angle:178°/178°, metal casing,VESA | 43LCD 1080P HDMI/VGA/DVI/BNC | Released | 1696 | No | 842571126563 | 41 | 30 | 47 | 8
Monitors | DS-D5055UL-B | 55" 4K, 2*HDMI/VGA/DVI/BNC i/o, USB, build-in speaker, view angle:178°/178°, metel casing,VESA | 55" 4K Monitor VESA | Released | 2973 | No | 842571116434 | 81 | 35 | 50 | 12
Bracket | DS-DM1940W | Wall-mounted bracket, available for DS-D5019QE, DS-D5019QE-B, DS-D5022QE-B, DS-D5022FC, DS-D5032FC, DS-D5032FL, DS-D5032FL-B, DS-D5032FL-C | Wall Bracket for DS-D5032 S | Released | 33 | No | 842571111668 | 4 | 2 | 11 | 11
Monitors | DS-DM4255W | Wall-mounted bracket,available for DS-D5043FC, DS-D5043FL-B, DS-D5049FL, DS-D5055FL, DS-D5055UL-B, DS-D5043UC, DS-D5050UC, DS-D5055UC | Wall Bracket, 42 55 Monitor | Released | 33 | No | 842571104431 | 5 | 2 | 19 | 10
Monitors | DS-DM4303B | Base bracket,available for DS-D5043FL-B | Base Bracket, 43 Monitor | Released | 54 | No | 842571129083 | 18 | 9 | 25 | 24
Bracket | DS-DM5555B | Base bracket, available for DS-D5055UL |  | Released | 54 | No | 842571104424 | 11 | 21 | 27 | 8
Value IP | DS-HD1 | 3MP Wi-Fi Doorbell with PIR motion detection, 180° vertical view, dual-band Wi-Fi, IR night vision, up to 128GB MicroSD card, NVR supported | 3MP Wi-Fi Doorbell camera | Released | 246 | No | 842571129397 | 2 | 11 | 21 | 16
Access Control Performance | DS-K1102M | Mifare card reader; RS485 and Wiegand(W26/W34); IP 64 | CARD READER (MIFARE) | Released | 80 | No | 842571105513 | 1 | 2 | 6 | 4
Access Control Performance | DS-K1102MK | Mifare card reader; keypad; RS485 and Wiegand(W26/W34); IP 64 | CARD READER W/ KEYPAD (MIFARE) | Released | 102 | No | 842571103779 | 1 | 2 | 6 | 4
Access Control Performance | DS-K1104M | Mifare card reader; RS485 and Wiegand(W26/W34);IP 65; IK10 | VANDALPRF CARD READER (MIFARE) | Released | 157 | No | 813908025880 | 2 | 3 | 9 | 5
Access Control Performance | DS-K1104MK | Mifare card reader; keypad; RS485 and Wiegand(W26/W34);IP 65; IK10 | VANDALPRF CRD RDR WKPD(MIF) | Released | 193 | No | 813908025873 | 2 | 3 | 9 | 5
Access Control Performance | DS-K1107M | Mifare card reader; RS485 and Wiegand(W26/W34); IP 64 | MULLION CARD READER (MIFARE) | Released | 83 | No | 842571103809 | 1 | 6 | 4 | 3
Access Control Performance | DS-K1107MK | Mifare card reader; keypad; RS485 and Wiegand(W26/W34); IP 64 | MULLN CRD RDR WKEYPAD MIFARE | Released | 102 | No | 842571105803 | 1 | 6 | 4 | 3
Access Control Performance | DS-K1201MF | Mifare fingerprint card reader;RS485 communication;Tamper-proof;IP65; | FINGER P CARD READER MIFARE | Released | 259 | No | 842571111422 | 2 | 4 | 8 | 6
Access Control Performance | DS-K170HPK | 125KHz Prox carder reader; w/ keypad; Wiegand | Prox reader keypad Weigand | Released | 424 | No | 842571118469 | 0.5 | 7 | 4 | 2
Access Control Performance | DS-K182HP | 125KHz Prox card reader; Wiegand | 125KHz Prox card readerWiegand | Released | 133 | No | 842571118476 | 1 | 2 | 4 | 0.13
Access Control Performance | DS-K1F100-D8E | Plug-and-play USB; Supports various card types (Mifare card and EM card). | CARD ENROLLMENT STATION | Released | 200 | No | 842571103793 | 1 | 6 | 2 | 2
Access Control Performance | DS-K1F820-F | Plug-and-play USB Fingerprint enrollment reader | FINGER P ENROLLMENT READER | Released | 200 | No | 842571111439 | 2 | 2 | 6 | 4
Access Control Performance | DS-K1T105E | 2.8 inch LCD-TFT Screen; EM card reader; Uplink: TCP/IP, RS-485, WIFI; Downlink: RS-485, Wiegand(W26/W34); DC 12V/1A. | ACCESS CONTROL TERMINAL (EM) | EOL - Preparation | 554 | No | 842571105582 | 3 | 5 | 10 | 7
Access Control Performance | DS-K1T105E-C | 2.8 inch LCD-TFT Screen; EM card reader; 2 Mega pixels camera; Uplink: TCP/IP, RS-485, WIFI; Downlink: RS-485, Wiegand(W26/W34); DC 12V/1A. | STANDALONETERMINAL WCAM (EM) | EOL - Preparation | 646.72 | No | 842571105599 | 3 | 5 | 10 | 7
Access Control Performance | DS-K1T105M | 2.8 inch LCD-TFT Screen; Mifare card reader; Uplink: TCP/IP, RS-485, WIFI; Downlink: RS-485, Wiegand(W26/W34); DC 12V/1A. | ACCESS CTRL TERMINAL (MIFARE) | Released | 554 | No | 842571105605 | 3 | 5 | 10 | 7
Access Control Performance | DS-K1T105M-C | 2.8 inch LCD-TFT Screen; Mifare card reader; 2 Mega pixels camera; Uplink: TCP/IP, RS-485, WIFI; Downlink: RS-485, Wiegand(W26/W34); DC 12V/1A. | STDALONE TERML WCAM (MIFARE) | EOL - Preparation | 646 | No | 842571105544 | 3 | 5 | 10 | 7
Access Control Performance | DS-K1T201MF | 2.8-inch LCD-TFT Display Screen;Mifare card & Fingerprint reader;Uplink: TCP/IP,WIFI;Downloadlink:RS-485 and Wiegand (26/34);12 VDC/3 A | ACS KEYPAD FPTERMINAL MIFARE | Released | 630 | No | 842571111330 | 4 | 5 | 10 | 7
Access Control Performance | DS-K1T201MF-C | 2.8-inch LCD-TFT Display Screen;2 MP camera (Face Detection Only); Mifare card & Fingerprint reader;Uplink: TCP/IP,WIFI;Downloadlink:RS-485 and Wiegand (26/34);12 VDC/3 A | ACS KPD FP TERM CAM MIFARE | Released | 739 | No | 842571111354 | 4 | 5 | 10 | 7
Access Control Performance | DS-K1T500S | Standalone Video Terminal; Vandal- Resistant; Mifare-Only | Video DoorbellAccessTerminal | Released | 543 | No | 842571105650 | 2 | 4 | 12 | 6
Access Control Performance | DS-K1T501SF | Video Access Control Terminal, Mifare, 2 MP camera; 50,000 cards, 3,000 fingerprints, 200,000 events; two-way audio intercom, remote live view, NVR video recording NVR, Optical Fingerprint Module; TCP/IP; RS-485, Wiegand(W26/W34); SD card, IP65, DC | ACS VANDAL VIDEO TERML W/FP | Released | 652 | No | 842571111408 | 3 | 4 | 12 | 7
Access Control Performance | DS-K1T606M | Access Control Terminal; Dual-Lens Facial Recognition; Mifare; RS-485; Wiegand; TCP/IP; WIFI 12VDC | Facial Terminal Mifare | EOL - Preparation | 1043 | No | 842571119763 | 4 | 6 | 15 | 8
Access Control Performance | DS-K1T606MF | Access Control Terminal; Dual-Lens Facial Recognition; Mifare; Fingerprint Reader; RS-485; Wiegand; TCP/IP; WIFI 12VDC | FacialTerminal Mifare/Finger | Released | 1174 | No | 842571119770 | 4 | 6 | 15 | 8
Access Control Pro | DS-K1T671M | Face Recognition Terminal, 7-inch LCD touch screen,2 Mega pixel wide-angle lens,Built-in Mifare card reading module;Max.5000 faces capacity , Max.6000 cards;Two-way audio with client software, indoor station, and master station,Supports TCP/IP,DC 12V/3 | Face Recognition Terminal | Released | 1261 | No | 842571130133 | 4 | 4 | 17 | 7
Access Control Performance | DS-K1T804MF | LCD Display Standalone Access Control Terminal, Mifare, 3,000 cards, 3,000 fingerprints, 100,000 events; Time Attendance, Optical Fingerprint Module; TCP-IP, WIFI; RS485, Wiegand (W26/W34). | ACS TIME ATTND FP TERML MIFARE | Released | 326 | No | 842571111378 | 3 | 3 | 6 | 10
Access Control Performance | DS-K2601 | Single-Door Controller; Max Card Readers: 2 Wiegand readers or 2 RS485 readers; with metal enclosure; battery pack optional | SINGLEDOOR ACCESS CTRL PANEL | EOL - Preparation | 543 | No | 842571105674 | 12 | 6 | 19 | 16
Access Control Performance | DS-K2602-G | Two-Door Controller; Max Card Readers: 4 Wiegand readers or 4 RS485 readers; with metal enclosure; battery pack optional UL294 ETL | 2-DOOR CONTROLLER UL294 | Released | 776 | No | 842571118261 | 19 | 8 | 22 | 24
Access Control Performance | DS-K2604-G | Four-Door Controller; Max Card Readers: 4 Wiegand readers or 8 RS485 readers; with metal enclosure; battery pack optional; ETL tested to UL294 standard | 4-DOOR ACS CONTROLLER UL294 | Released | 957 | No | 842571118278 | 19 | 8 | 22 | 24
Access Control Performance | DS-K2M060 | Secure module: 1 Wiegand reader; RS-485 Interface; 12V DC | Secure Module | Released | 130 | No | 842571105810 | 1 | 2 | 6 | 4
Access Control Performance | DS-K4H250D | Double-door Magnetic Lock; 600 lb linear thrust x2; 12VDC(500 mA) / 24VDC(250 mA) | 600 LB. DOUBLE MAG LOCK | Released | 267 | No | 842571105735 | 9 | 3 | 21 | 3
Access Control Performance | DS-K4H250-LZ | Optional Mag Lock Mounting Bracket for Thin Door Frame | MAG LOCK BRACKET THIN DOOR | Released | 54 | No | 842571117486 | 1 | 2 | 8 | 2
Access Control Performance | DS-K4H250S | Single-door Magnetic Lock; 600 lb linear thrust; 12VDC(500 mA) / 24VDC(250 mA) | 600 LB. SING MAG LOCK | Released | 130 | No | 842571105728 | 5 | 3 | 10 | 3
Access Control Performance | DS-K4T100 | Electric Bolt; Polished and Brushed Stainless Steel; 1600lb thrust; Working Current: 900mA(Startup Current); 100mA (Standby); DC12V | ELECTRIC BOLT LOCK | Released | 104 | No | 842571105711 | 2 | 3 | 10 | 3
Access Control Pro | DS-K7M102-M-25 | Mirfare Key Fob 13.56MHz 25 Pack | MIFARE KEY FOB 25 PACK | Released | 72 | No | 842571113754 | 2 | 3 | 5 | 4
Access Control Performance | DS-K7M151-P | 125KHz Prox Clamshell Card 25 Pack | Prox Clamshell Card 25 Pack | Released | 102 | No | 842571118445 | 1 | 1 | 4 | 2
Access Control Performance | DS-K7M153-P | 125KHz Prox Key Fob 25 Pack | 125KHz Prox Key Fob 25 Pack | Released | 204 | No | 842571118452 | 0.1 | 1 | 4 | 2
Access Control Performance | DS-K7P02 | Exit Button | Exit Button | Released | 24 | No | 842571105759 | 1 | 2 | 4 | 4
Access Control Performance | DS-K7P04 | Touchless Exit Button | Touchless Exit Button | Released | 46 | No | 842571105766 | 1 | 2 | 4 | 4
Access Control Performance | DS-K7PEB | Emergency Break Glass (Red) | Emergency Break Glass (Red) | Released | 48 | No | 842571105742 | 1 | 3 | 4 | 4
Intercom | DS-KAB02 | Villa door station (DS-KV8X02-IM) wall mount; stainless steel | Door Station Wall Mount | Released | 65 | No | 842571106992 | 3 | 4 | 9 | 6
Intercom | DS-KAB13-D | Apartment Door Station DS-KD3002-VM wall mount | Door Station Wall Mount | EOL - Preparation | 183 | No | 842571116779 | 4 | 6 | 16 | 7
Intercom | DS-KAB21-H | Indoor Station Desktop Stand for KH-Series | INDOOR STN DESKTOP STAND | EOL - Preparation | 31 | No | 842571109504 | 5 | 7 | 16 | 7
Access Control Pro | DS-KAB671-B | The mounting pole for DS-K1T671 series. Material?SPCC Weight?6.7 kg (14.8 lb) Dimension (W × H × D)?98.5 mm × 1342 mm × 225 mm (3.9" × 52.8" × 8.9") | Mounting Pole | Released | 391 | No | 842571130393 | 20 | 7 | 60 | 12
Access Control Pro | DS-KAB671-S | The Protective Shield for DS-K1T671 series. Material?PC Weight?172 g (0.4 lb) Dimension (W × H × D)?135 mm × 250 mm × 80 mm (5.3" × 9.8" × 3.1") | Protective Shield | Released | 39 | No | 842571130409 | 2 | 7 | 17 | 9
Intercom | DS-KAB8103-IMEX | Rain shield for the surface mounting of the 2-wire door station (DS-KV8103-IME2 or DS-KIS701) . Stainless steel material | Rain Shield | Released | 29 | No | 842571124507 | 2 | 4 | 10 | 7
Intercom | DS-KABD8003-RS1 | SECC?Convenient design available for the 1 module surface mounting of the modular door station (DS-KD8003-IME1 or DS-KD8003-IME2) | Rain Shield | Released | 65 | No | 842571130379 | 2 | 5 | 6 | 7
Intercom | DS-KABD8003-RS2 | SECC?Convenient design available for the 2 module surface mounting of the modular door station (DS-KD8003-IME1 or DS-KD8003-IME2) | Rain Shield | Released | 107 | No | 842571129632 | 2 | 5 | 10 | 7
Intercom | DS-KABD8003-RS3 | SECC?Convenient design available for the 3 module surface mounting of the modular door station (DS-KD8003-IME1 or DS-KD8003-IME2) | Rain Shield | Released | 172 | No | 842571129649 | 2 | 5 | 14 | 7
Intercom | DS-KABH6320-T | Table bracket for KH6320/8520 series indoor station | desk stand for KH6320 | Released | 39 | No | 842571128901 | 1 | 4 | 6 | 6
Intercom | DS-KABH8350-T | Table bracket for KH8350 series indoor station | desk stand for KH8350 | Released | 39 | No | 842571128895 | 1 | 4 | 6 | 6
Intercom | DS-KAD606-P | 24VDC Power & Data Distributor; 8 RJ-45 interfaces; adaptive 10/100 Mbps LAN interface | 24 VDC Power Distrbutor | EOL - Preparation | 130 | No | 842571105094 | 2 | 2 | 10 | 8
Intercom | DS-KAD709 | Two-Wire Distributor, Individual Unit | Two-Wire Distributor | Released | 207 | No | 842571119732 | 4 | 6 | 11 | 9
Intercom | DS-KB8112-IM | 1.3 MP IP Vandal-resistant Door Station; field of view adjustment -50° to 50°; IR Supplement; IK 9 and IP 66 | Vandal IP Video Door Station | Released | 370 | No | 842571105100 | 2 | 7 | 4 | 3
Intercom | DS-KD3002-VM | 1.3 MP Metal Door Station;Visible Light Supplement;Remotely answering the call via the client or the app;IP65; 12 VDC. | IP APARTMENT DOOR STN | EOL - Preparation | 998 | No | 842571111903 | 6 | 6 | 19 | 8
Intercom | DS-KD8003-IME1 | Main video module for modular video intercom door station, 2MP/1080p camera, 180° FOV, WDR, IR, call button with name tag, 2 relays for door lock control, 4 alarm inputs, standard POE or 12V DC, requires mounting bracket | Video Intercom Main Module | Released | 304 | No | 842571124750 | 2 | 3 | 6 | 6
Intercom | DS-KD8003-IME1/Flush | 2nd Gen Main outdoor station with flush mount. IP65 CMOS 2MP HD Fish eye, IR supplement, 1 Call Button, 2 relays for door lock control, 4-ch alarm input, 12VDC or standard POE | Flush Video Intercom Module | Released | 457 | No | 842571125986 | 2 | 5 | 7 | 7
Intercom | DS-KD8003-IME1/Surface | Main video module with single module surface mount bracket for modular video intercom door station, 2MP/1080p camera, 180° FOV, WDR, IR, call button with name tag, 2 relays for door lock control, 4 alarm inputs, standard POE or 12V DC | Surf. Video Intercom Module | Released | 457 | No | 842571125979 | 2 | 5 | 7 | 7
Intercom | DS-KD-ACF2 | Two module flush mount bracket for modular video intercom door station, includes gang box, cover, screws, wires | VI 2 Module Flush Mount | Released | 163 | No | 842571125269 | 2 | 3 | 11 | 7
Intercom | DS-KD-ACF3 | Three module flush mount bracket for modular video intercom door station, includes gang box, cover, screws, wires | VI 3 Module Flush Mount | Released | 283 | No | 842571125160 | 2 | 16 | 13 | 15
Intercom | DS-KD-ACW1 | One module surface mount bracket for modular video intercom door station, includes aerospace aluminum frame, cover, screws, wires | VI 1 Module Surface Mount | Released | 76 | No | 842571125245 | 1 | 3 | 7 | 7
Intercom | DS-KD-ACW2 | Two module surface mount bracket for modular video intercom door station, includes aerospace aluminum frame, cover, screws, wires | VI 2 Module Surface Mount | Released | 163 | No | 842571124804 | 2 | 3 | 11 | 6
Intercom | DS-KD-ACW3 | Three module surface mount bracket for modular video intercom door station, includes aerospace aluminum frame, cover, screws, wires | VI 3 Module Surface Mount | Released | 283 | No | 842571124811 | 2 | 4 | 11 | 6
Intercom | DS-KD-DIS | Display module, 3.5'' LCD, 320*480, 4 buttons, contact list display, IP65, need mounting bracket. | Intercom Display Module | Released | 174 | No | 842571127379 | 1 | 3 | 7 | 7
Intercom | DS-KD-KK | Name tag module for modular video intercom door station, includes six call buttons with name tags, requires main video module and mounting bracket, IP65 | Vid Intercom Name Tag Module | Released | 87 | No | 842571124767 | 1 | 3 | 6 | 6
Intercom | DS-KD-KP | Keypad module for modular video intercom door station, twelve keys for calling recipients and unlocking door with codes, requires main video module and mounting bracket, IP65 | Video Intercom Keypad Module | Released | 185 | No | 842571125184 | 1 | 3 | 7 | 7
Intercom | DS-KD-M | Card reader module for modular video intercom door station, reads Mifare 1, 13.56 MHz cards, IP65, requires main video module and mounting bracket | Video Intercom Card Module | Released | 152 | No | 842571124774 | 1 | 3 | 6 | 6
Access Control Performance | DS-KEM125 | EM Card; 125 KHz | EM Card: 125KHz | EOL - Preparation | 2.83 | No | 842571106107 | 0.02 | 0.03 | 4 | 3
Intercom | DS-KH6320-WTE1 | 2nd gen video intercom indoor station, 7" touchscreen, 1024×600 display resolution, aerospace aluminum frame, standard PoE/12VDC, SD card recording, 8-ch alarm inputs, 2-ch alarm outputs. | 2nd Gen VI Indoor Station | Released | 457 | No | 842571124798 | 2 | 3 | 10 | 7
Intercom | DS-KH8300-T | 7 Touch-Screen Indoor Station; 1024 * 600; 10/100Mbps Ethernet; 8-ch alarm input | IP Indoor Station | EOL - Preparation | 457 | No | 842571105070 | 2 | 2 | 11 | 7
Intercom | DS-KH8301-WT | 7 Touch-Screen Indoor Station; 10/100Mbps Ethernet; Wi-Fi 802.11b/g/n; 8-ch alarm input; support SD card; 0.3MP Camera | IP indoor Station w/ Wifi | EOL - Preparation | 587 | No | 813908023800 | 2 | 2 | 11 | 7
Intercom | DS-KH8340-TCE2 | Two-Wire Indoor Station, Individual Unit | Two-Wire Indoor Station | Released | 387 | No | 842571119749 | 5 | 4 | 10 | 7
Intercom | DS-KH8350-WTE1 | 2nd gen video intercom indoor station, 7" touchscreen, 1024×600 display resolution, aerospace aluminum frame, standard PoE/12VDC, SD card recording, 8-ch alarm inputs, 2-ch alarm outputs. | 2nd Gen VI Indoor Station | Released | 609 | No | 842571124781 | 2 | 3 | 9 | 7
Intercom | DS-KIS602 | 2nd Gen Intercom Kit ? One DS-KD8003-IME1/Surface(Outdoor station) ? One DS-KH6320-WTE1(Indoor station) ? One DS-3E0105P-E/M(Standard PoE Switch) ? One 16GB Micro SD card | 2nd gen intercom kit | Released | 848 | No | 842571127904 | 5 | 6 | 15 | 10
Intercom | DS-KIS701 | Two-Wire Intercom Kit ? One DS-KV8103-IME2(Outdoor station) ? One DS-KH8340-TCE2(Indoor station) ? One DS-KAD709(Distributor) | Two-Wire IP Intercom Kit | Released | 913 | No | 842571119596 | 8 | 7 | 15 | 7
Access Control Performance | DS-KIT2DRACP | Access Control Kit 2-Door Access Control Prox Bundle ? 1 pc 2-Door Access Controller DS-K2602-G ? 2 pcs 125KHz Mullion Prox Reader DS-K182HP ? 1 pc 125KHz Clamshell Prox Card 25-pk DS-K7M151-P | 2-DOOR ACCESS CONTROLLER KIT | Released | 1143 | No
Access Control Performance | DS-KIT4DRACP | Access Control Kit 4-Door Access Control Prox Bundle ? 1 pc 4-Door Access Controller DS-K2604-G ? 4 pcs 125KHz Mullion Prox Reader DS-K182HP ? 1 pc 125KHz Clamshell Prox Card 25-pk DS-K7M151-P | 4-DOOR ACCESS CONTROLLER KIT | Released | 1589 | No
Intercom | DS-KV8102-IM | 1.3 MP Villa Door Station; 1-Unit Indoor station access; IR Supplement; 4-ch alarm input; 1-ch alarm output; IP65; 12 VDC | 1BTN IP VID DOOR STN MIFARE | EOL - Preparation | 413 | No | 813908023756 | 2 | 5 | 6 | 9
Intercom | DS-KV8103-IME2 | Two-Wire Outdoor Station, Individual Unit | Two-Wire Outdoor Station | Released | 526 | No | 842571119756 | 5 | 4 | 9 | 6
Intercom | DS-KV8202-IM | 1.3 MP Villa Door Station; 2-Unit Indoor station access; IR Supplement; 4-ch alarm input; 1-ch alarm output; IP65; 12 VDC. | 2-BTN IP VID DOOR STN | EOL - Preparation | 457 | No | 813908023763 | 2 | 5 | 6 | 9
Intercom | DS-KV8402-IM | 1.3 MP Villa Door Station; 4-Unit Indoor station access; IR Supplement; 4-ch alarm input; 1-ch alarm output; IP65; 12 VDC. | 4-BTN IP VID DOOR STN | EOL - Preparation | 500 | No | 813908023770 | 2 | 5 | 6 | 9
Monitors | DS-TT-X41T | HD-TVI Test Monitor with UTC control | HD-TVI Monitor/UTC control | Released | 511 | No | 813908024401 | 1 | 6 | 8 | 6
Storage | DS-UTF32GI-H1 | uSD Card, 32GB | uSD Card, 32GB | EOL - Preparation | 65 | No | 813908025934 | 1 | 1 | 5 | 4
Other accessories | DV3.8x4SR4A-SA1L | Lens, 3MP, 4-15.2mm, 1/1.8", C-Mount | LENS 4-15.2MM 3MP DCIRIS F1.5 | Released | 324 | No | 813908024579 | 1 | 3 | 5 | 3
Other accessories | DV4x12.5SR4A-SA1L | Lens, 5MP 12.5-50mm, 1/1.8", F1.6, Auto Iris, C Mount | LENS 3MP 12.5-50MM F1.6 D/N | Released | 539 | No | 816783012976 | 0.4 | 3 | 5 | 3
Other accessories | DVI-HDMI Adapter | DVI(24+1)/M to HDMI 19/F, Optional for 6400 HDI-T series decoders | DVI to HDMI Adapter | Released | 15 | No | 842571116847 | 1 | 1 | 2 | 2
Other accessories | DVI-VGA Adapter | DVI(24+5)/M to HDB 15/F, Optional for 6400 HDI-T series decoders | DVI to VGA Adaper | Released | 9 | No | 842571116854 | 1 | 1 | 2 | 1
Value Express IP | ECI-B12F2 | Outdoor Bullet, 2MP/1080p, H265+, 2.8mm, Day/Night, DWDR, EXIR 2.0 up to 30m, IP67, PoE/12VDC | BLT IP67 2M 2.8 EXIR POE/12 | Released | 109 | No | 842571115772 | 2 | 9 | 5 | 5
Value Express IP | ECI-B12F4 | Outdoor Bullet, 2MP/1080p, H265+, 4mm, Day/Night, DWDR, EXIR 2.0 up to 30m, IP67, PoE/12VDC | BLT IP67 2M 4WDR EXIR POE/12 | Released | 109 | No | 842571115789 | 2 | 9 | 5 | 5
Value Express IP | ECI-B12F6 | Outdoor Bullet, 2MP/1080p, H265+, 6mm, Day/Night, DWDR, EXIR 2.0 up to 30m, IP67, PoE/12VDC | BLT IP67 2M 6WDR EXIR POE/12 | Released | 109 | No | 842571115796 | 2 | 9 | 5 | 5
Value Express IP | ECI-B14F2 | Outdoor Bullet, 4MP, H264+, 2.8mm, Day/Night, DWDR, EXIR 2.0 up to 30m, IP67, PoE/12VDC | BLT IP67 4M2.8WDR EXIRPOE/12 | Released | 135 | No | 842571119497 | 2 | 9 | 5 | 5
Value Express IP | ECI-B14F4 | Outdoor Bullet, 4MP, H264+, 4mm, Day/Night, DWDR, EXIR 2.0 up to 30m, IP67, PoE/12VDC | BLT IP67 4M 4WDR EXIR POE/12 | Released | 135 | No | 842571119503 | 2 | 9 | 5 | 5
Value Express IP | ECI-B14F6 | Outdoor Bullet, 4MP, H265+, 6mm, Day/Night, DWDR, EXIR 2.0 up to 30m, IP67, PoE/12VDC | BLT IP67 4M 6WDR EXIR POE/12 | Released | 135 | No | 842571119510 | 2 | 9 | 5 | 5
Value Express IP | ECI-B62Z2 | Outdoor Bullet, 2MP/1080p, H265+, 2.8-12mm Motorized Zoom/Focus Day/Night, DWDR, EXIR 2.0 (30m), IP67, PoE/12VDC | BLT IP67 2MP 2.8-12MM EXIR2 | Released | 241 | No | 842571115864 | 4 | 12 | 6 | 5
Value Express IP | ECI-B64Z2 | Outdoor Bullet, 4MP, H265+, 2.8-12mm Motorized Zoom/Focus Day/Night, 120dB WDR, EXIR 2.0 (30m), IP67, PoE/12VDC | BLT IP67 4MP 2.8-12MM EXIR | Released | 287 | No | 842571119480 | 3 | 5 | 2 | 5
Value Express IP | ECI-D12F2 | Outdoor Dome, 2MP/1080p, H265+, 2.8mm, 2 axis, Day/Night, DWDR, IR up to 30m, IP67/IK10, PoE/12VDC | DM IP67 2M 2.8WDR IR POE/12 | Released | 109 | No | 842571115802 | 2 | 5 | 4 | 5
Value Express IP | ECI-D12F4 | Outdoor Dome, 2MP/1080p, H265+, 4mm, 2 axis, Day/Night, DWDR, IR up to 30m, IP67/IK10, PoE/12VDC | DM IP67 2M 4WDR IR POE/12 | Released | 109 | No | 842571115819 | 2 | 5 | 4 | 5
Value Express IP | ECI-D12F6 | Outdoor Dome, 2MP/1080p, H265+, 6mm, Pan/Tilt adjustments, Day/Night, DWDR, IR up to 30m, IP67/IK10, PoE/12VDC | DM IP67 2M 6WDR IR POE/12 | Released | 109 | No | 842571115826 | 2 | 5 | 4 | 5
Value Express IP | ECI-D14F2 | Outdoor Dome, 4MP, H265+, 2.8mm, 2 axis, Day/Night, DWDR, IR up to 30m, IP67/IK10, PoE/12VDC | DM IP67 4M 6WDR IR POE/12 | Released | 135 | No | 842571119527 | 2 | 4 | 5 | 5
Value Express IP | ECI-D14F4 | Outdoor Dome, 4MP, H265+, 4mm, Day/Night, DWDR, IR up to 30m, IP67/IK10, PoE/12VDC | DM IP67 4M 4WDR IR POE/12 | Released | 135 | No | 842571119534 | 2 | 4 | 5 | 5
Value Express IP | ECI-D14F6 | Outdoor Dome, 4MP, H265+, 6mm, Day/Night, DWDR, IR up to 30m, IP67/IK10, PoE/12VDC | DM IP67 4M 6WDR IR POE/12 | Released | 135 | No | 842571119541 | 2 | 4 | 5 | 5
Value Express IP | ECI-D62Z2 | Outdoor Dome, 2MP/1080p, H265+, 2.8-12mm Motorized Zoom/Focus Day/Night, True WDR, EXIR 2.0 (30m), IP67, PoE/12VDC | DOME IP67 2MP 2.8-12MM EXIR2 | Released | 241 | No | 842571115871 | 3 | 5 | 2 | 5
Value Express IP | ECI-D64Z2 | Outdoor Dome, 4MP, H265+, 2.8-12mm Motorized Zoom/Focus Day/Night, DWDR, EXIR 2.0 (30m), IP67, PoE/12VDC | DM IP67 4MP 2.8-12MM EXIR | Released | 287 | No | 842571118414 | 4 | 6 | 12 | 5
Value Express IP | ECI-T22F2 | Turret Dome, 2MP/1080p, H265+, 2.8mm, Day/Night, DWDR, EXIR 2.0 up to 30m, IP67, PoE/12VDC | TURIP672MP2.8MMWDRIRPOE/12 | Released | 109 | No | 842571115833 | 2 | 6 | 2 | 6
Value Express IP | ECI-T22F4 | Turret Dome, 2MP/1080p, H265+, 4mm, Day/Night, DWDR, EXIR 2.0 up to 30m, IP67, PoE/12VDC | TURIP672MP4MMWDRIRPOE/12 | Released | 109 | No | 842571115840 | 2 | 6 | 2 | 6
Value Express IP | ECI-T22F6 | Turret Dome, 2MP/1080p, H265+, 6mm, Day/Night, DWDR, EXIR 2.0 up to 30m, IP67, PoE/12VDC | TURIP672MP6MMWDRIRPOE/12 | Released | 109 | No | 842571115857 | 2 | 6 | 2 | 6
Value Express IP | ECI-T24F2 | Turret Dome, 4MP, H265+, 2.8mm, Day/Night, DWDR, EXIR 2.0 up to 30m, IP67, PoE/12VDC | TURIP674MP2.8MMWDRIRPOE/12 | Released | 135 | No | 842571119565 | 2 | 6 | 2 | 6
Value Express IP | ECI-T24F4 | Turret Dome, 4MP, H265+, 4mm, Day/Night, DWDR, EXIR 2.0 up to 30m, IP67, PoE/12VDC | TURIP674MP4MMWDRIRPOE/12 | Released | 135 | No | 842571119572 | 2 | 6 | 2 | 6
Value Express IP | ECI-T24F6 | Turret Dome, 4MP, H265+,6mm, Day/Night, DWDR, EXIR 2.0 up to 30m, IP67, PoE/12VDC | TURIP674MP6MMWDRIRPOE/12 | Released | 135 | No | 842571119558 | 2 | 6 | 2 | 6
Value Express Turbo | ECT-B12F2 | Outdoor IR Bullet, HD1080p, HD-TVI, CVI, AHD, CVBS, 2.8mm, 20m Smart EXIR, Day/Night, DNR, IP67, 12 VDC | Out Blt 2MP TVI IR 2.8mm | Released | 52 | No | 842571116052 | 1 | 3 | 6 | 4
Value Express Turbo | ECT-B12F3 | Outdoor IR Bullet, HD1080p, HD-TVI, CVI, AHD, CVBS, 3.6mm, 20m Smart EXIR, Day/Night, DNR, IP67, 12 VDC | Out Blt 2MP TVI IR 3.6mm | Released | 52 | No | 842571116113 | 1 | 3 | 6 | 4
Value Express Turbo | ECT-B12F6 | Outdoor IR Bullet, HD1080p, HD-TVI, CVI, AHD, CVBS, 6mm, 20m Smart EXIR, Day/Night, DNR, IP67, 12 VDC | Out Blt 2MP TVI IR 6mm | EOL - Preparation | 52 | No | 842571116120 | 1 | 3 | 6 | 4
Value Express Turbo | ECT-B32V2 | Outdoor IR Bullet, HD1080p, HD-TVI, CVI, AHD, CVBS, 2.8-12mm, 40m IR, Day/Night, DNR, Smart IR, UTC Menu, IP66, 12VDC | Out Blt 2MP TVI IR 2.8-12mm | Released | 122 | No | 842571116083 | 1 | 6 | 6 | 6
Value Express Turbo | ECT-D32V2 | Outdoor IR Dome, HD1080p, HD-TVI, CVI, AHD, CVBS, 2.8-12mm, 40m IR, Day/Night, DNR, Smart IR, UTC Menu, IP66, 12VDC | Out Dom 2MP TVI IR 2.8-12mm | Released | 122 | No | 842571116076 | 2 | 6 | 6 | 6
Value Express Turbo | ECT-T12F2 | Outdoor IR Turret, HD1080p, HD-TVI, CVI, AHD, CVBS, 2.8mm, 20m Smart EXIR, Day/Night, DNR, IP67, 12 VDC | Out Tur 2MP TVI IR 2.8mm | Released | 52 | No | 842571116069 | 1 | 3 | 4 | 4
Value Express Turbo | ECT-T12F3 | Outdoor IR Turret, HD1080p, HD-TVI, CVI, AHD, CVBS, 3.6mm, 20m Smart EXIR, Day/Night, DNR, IP67, 12 VDC | Out Tur 2MP TVI IR 3.6mm | Released | 52 | No | 842571116045 | 1 | 3 | 4 | 4
Value Express Turbo | ECT-T12F6 | Outdoor IR Turret, HD1080p, HD-TVI, CVI, AHD, CVBS, 6mm, 20m Smart EXIR, Day/Night, DNR, IP67, 12 VDC | Out Tur 2MP TVI IR 6mm | EOL - Preparation | 52 | No | 842571116090 | 1 | 3 | 4 | 4
Value Express Turbo | ECT-T32V2 | Outdoor IR Turret, HD1080p, HD-TVI, CVI, AHD, CVBS, 2.8-12mm, 40m IR, Day/Night, DNR, Smart IR, UTC Menu, IP66, 12VDC | Out Tur 2MP TVI IR 2.8-12mm | Released | 122 | No | 842571116106 | 2 | 5 | 11 | 5
IP Kit | EKI-K164D412 | Kit, Twelve 4MP Outdoor Dome Cameras with 2.8mm lens and 16ch 4K NVR with PoE, up to 8MP recording, H.265+ compression, 4TB HDD | KIT 4KNVR 16CH4TB 12OD 4MP | Released | 2891 | No | 842571129359 | 28 | 17 | 22 | 10
IP Kit | EKI-K164T412 | Kit, Twelve 4MP Outdoor Turret Cameras with 2.8mm lens and 16ch 4K NVR with PoE, up to 8MP recording, H.265+ compression, 4TB HDD | KIT 4KNVR 16CH4TB 12TR 4MP | Released | 2500 | No | 842571127188 | 32 | 17 | 19 | 18
IP Kit | EKI-K41D44 | Kit, Four 4MP Outdoor Dome Cameras with 2.8mm lens and 4ch 4K NVR with PoE, up to 8MP recording, H.265+ compression, 1TB HDD | KIT 4KNVR 4CH1TB 4OD 4MP2.8M | Released | 1000 | No | 842571129335 | 8 | 12 | 20 | 8
IP Kit | EKI-K41T44 | Kit, Four 4MP Outdoor Turret Cameras with 2.8mm lens and 4ch 4K NVR with PoE, up to 8MP recording, H.265+ compression, 1TB HDD | KIT 4KNVR 4CH1TB 4TR 4MP2.8M | Released | 870 | No | 842571127164 | 14 | 12 | 20 | 10
IP Kit | EKI-K82D46 | Kit, Six 4MP Outdoor Dome Cameras with 2.8mm lens and 8ch 4K NVR with PoE, up to 8MP recording, H.265+ compression, 2TB HDD | KIT 4KNVR 8CH2TB 6OD 4MP2.8M | Released | 1500 | No | 842571129342 | 14 | 12 | 20 | 8
IP Kit | EKI-K82T46 | Kit, Six 4MP Outdoor Turret Cameras with 2.8mm lens and 8ch 4K NVR with PoE, up to 8MP recording, H.265+ compression, 2TB HDD | KIT 4KNVR 8CH2TB 6TR 4MP2.8M | Released | 1304 | No | 842571127171 | 19 | 12 | 20 | 10
IP Kit | EKI-Q41T24 | Kit, Four 2MP Outdoor Turret Cameras with 2.8mm lens and 4ch NVR with PoE, 4MP recording, H.265+ compression, 1TB HDD | KIT NVR 4CH 1TB4TUR 2MP 2.8M | Released | 800 | No | 842571119855 | 14 | 12 | 17 | 10
IP Kit | EKI-Q82T26 | Kit, Six 2MP Outdoor Turret Cameras with 2.8mm lens and 8ch NVR with PoE, 4MP recording, H.265+ compression 2TB HDD | KIT NVR 8CH 1TB4TUR 2MP 2.8M | Released | 1174 | No | 842571119879 | 18 | 13 | 19 | 10
Value IP PTZ | EPI-4215-DE3 | Indoor PTZ, Recessed Mount, 2MP/1080P, H264+, 15X Optical Zoom, Day/Night, 100m IR, PoE+/12VDC | Ind PTZ H.264 2MP 100IR 15X | EOL - Preparation | 598 | No | 842571115765 | 6 | 15 | 9 | 9
Value IP PTZ | EPI-4215I-DE | Outdoor PTZ dome, 2MP, H264+, 15X Optical Zoom, 3PTZ Smart Suite Analytics, Day/Night, 100m IR, PoE+/12VDC, 18W | Out PTZ H.264 2MP 100IR 15X | Released | 641 | No | 842571115758 | 8 | 15 | 9 | 9
Value IP PTZ | EPI-4225I-DE | Outdoor PTZ Dome, 2MP, H.264+, 25X Optical zoom, 3PTZ Smart Suite Analytics, 120dB wdr, 100m IR, IP66, PoE+/24VDC, 18W | Out PTZ H.264 2MP 100IR 25X | Released | 750 | No | 842571115741 | 8 | 15 | 9 | 9
Value IP PTZ | EPI-5225I-AE | Outdoor PTZ Dome, 2MP, H.264+, 25X Optical zoom, 3PTZ Smart Suite Analytics, 120dB wdr, 150m IR, IP66, PoE+/24VAC, 18W | Out PTZ H.264 2MP 150IR 25X | EOL - Preparation | 898 | No | 842571115734 | 11 | 19 | 11 | 11
Analog & Turbo PTZ | EPT-4215-D3 | Indoor PTZ, TurboHD, 2MP/1080p, 15X Optical Zoom, 120dB WDR, IP66, 12VDC | Ind PTZ TVI 2MP 15X | Released | 652 | No | 842571116823 | 6 | 16 | 9 | 9
Analog & Turbo PTZ | EPT-4215I-D | Outdoor PTZ, TurboHD, 2MP/1080p, 15X Optical Zoom, 120dB WDR, 100m IR, IP66, 12VDC | Out PTZ TVI 2MP IR 15X | Released | 707 | No | 842571116830 | 8 | 15 | 9 | 9
Value Express NVR | ERI-Q104-P41 | NVR, 4-Channel, H265, up to 4MP, Integrated 4-port PoE, HDMI, 1-SATA, 1TB | 4CH NVR POE 1SATA HDMI | Released | 380 | No | 842571115581 | 5 | 4 | 16 | 11
Value Express NVR | ERI-Q104-P42 | NVR, 4-Channel, H264, up to 4MP, Integrated 4-port PoE, HDMI, 1-SATA, 2TB | 4CH NVR POE 1SATA HDMI | Released | 402 | No | 842571115598 | 6 | 4 | 16 | 11
Value Express NVR | ERI-Q108-P82 | NVR, 8-Channel, H264, up to 4MP, Integrated 4-port PoE, HDMI, 1-SATA, 2TB | 8CH NVR POE 1SATA HDMI | Released | 554 | No | 842571115611 | 6 | 4 | 16 | 11
Value Express NVR | ERI-Q108-P84 | NVR, 8-Channel, H264, up to 4MP, Integrated 4-port PoE, HDMI, 1-SATA, 4TB | 8CH NVR POE 1SATA HDMI | Released | 652 | No | 842571115628 | 6 | 4 | 16 | 11
Value Express DVR | ERT-F2041 | Tribrid DVR, 4 Channel TurboHD/Analog, Auto-Detect, H.264+/H.264, 720p Real-time/2MP12 + 1-2MP IP Camera, HDMI, Alarm I/O, No Front Panel Control, 1TB | TRI DVR 4-ch 2MP H.264 1TB | Released | 293 | No | 842571115642 | 4 | 3 | 16 | 11
Value Express DVR | ERT-F2042 | Tribrid DVR, 4 Channel TurboHD/Analog, Auto-Detect, H.264+/H.264, 720p Real-time/2MP12 + 1-2MP IP Camera, VGA/HDMI, Alarm I/O, No Front Panel Control, 2TB | TRI DVR 4-ch 2MP H.264 2TB | Released | 359 | No | 842571115659 | 5 | 3 | 16 | 11
Value Express DVR | ERT-F2082 | Tribrid DVR, 8 Channel TurboHD/Analog, Auto-Detect, H.264+/H.264, 720p Real-time/2MP12 + 2-2MP IP Camera, VGA/HDMI, Alarm I/O, No Front Panel Control, 2TB | TRI DVR 8-ch 2MP H.264 2TB | Released | 443 | No | 842571115673 | 5 | 3 | 16 | 11
Value Express DVR | ERT-F2084 | Tribrid DVR, 8 Channel TurboHD/Analog, Auto-Detect, H.264+/H.264, 720p Real-time/2MP12 + 2-2MP IP Camera, VGA/HDMI, Alarm I/O, No Front Panel Control, 4TB | TRI DVR 8-ch 2MP H.264 4TB | Released | 793 | No | 842571115680 | 5 | 3 | 16 | 11
Value Express DVR | ERT-F2162 | Tribrid DVR, 16 Channel TurboHD/Analog, Auto-Detect, H.264+/H.264, 720p Real-time/2MP12 + 2-2MP IP Camera, VGA/HDMI 4K output, Alarm I/O, No Front Panel Control, 2TB | TRI DVR 16-ch 2MP H.264 2TB | Released | 563 | No | 842571115703 | 5 | 3 | 16 | 11
Value Express DVR | ERT-F2164 | Tribrid DVR, 16 Channel TurboHD/Analog, Auto-Detect, H.264+/H.264, 720p Real-time/2MP12 + 2-2MP IP Camera, VGA/HDMI 4K output, Alarm I/O, No Front Panel Control, 4TB | TRI DVR 16-ch 2MP H.264 4TB | Released | 846 | No | 842571115710 | 5 | 3 | 16 | 11
Other accessories | GP100 | Gang Plate Adpater, Single, 100mm | GangPlateAdpaterSingle100mm | Released | 4 | No | 816783017919 | 1 | 1 | 5 | 5
Other accessories | GP120 | Gang Plate Adpater, Single, 120mm | GangPlateAdpaterSingle120mm | Released | 4 | No | 816783019845 | 1 | 4 | 4 | 4
HDD | HDD-SAS4T | Hard Disk Drive, SAS, 4TB | Hard Disk Drive, SAS, 4TB | Released | 413 | No | 842571102833 | 2 | 1 | 6 | 4
HDD | HDD-SAS6T | Hard Disk Drive, SAS, 6TB | Hard Disk Drive, SAS, 6TB | Released | 500 | No | 842571102826 | 2 | 1 | 6 | 4
HDD | HK-DVDRW | DVD-RW, Internal (Factory Installed) | DVD WRITER RE WRITE | Released | 130 | No | 816783010583 | 1.72 | 3 | 8 | 8
HDD | HK-HDD10T | Hard Disk Drive, Surveillance Grade, SATA, 10TB | HDD, 10TB, Surveillance | Released | 487 | No | 842571118841 | 2 | 2 | 4 | 6
HDD | HK-HDD12T | Hard Disk Drive, Surveillance Grade, SATA, 12TB | HDD, 12TB, Surveillance | Released | 665 | No | 842571131253 | 2 | 2 | 4 | 6
HDD | HK-HDD1T | Hard Disk Drive, Surveillance Grade, SATA, 1TB | HARD DISK DRIVE, SATA 1TB | Released | 86 | No | 816783010507 | 1.32 | 3 | 8 | 8
HDD | HK-HDD1T-E | Hard Disk Drive, Enterprise Grade SATA, 1TB for RAID NVR | 1TB SATA HDD ENTERPRISE | Released | 217 | No | 816783016196 | 1.32 | 3 | 8 | 8
HDD | HK-HDD2T | Hard Disk Drive, Surveillance Grade, SATA, 2TB | HARD DISK DRIVE, SATA 2TB | Released | 119 | No | 816783010491 | 1.4 | 3 | 8 | 8
HDD | HK-HDD2T-E | Hard Disk Drive, Enterprise Grade SATA, 2TB for RAID NVR | 2TB SATA HDD ENTERPRISE | Released | 283 | No | 816783016202 | 1.4 | 3 | 8 | 8
HDD | HK-HDD4T | Hard Disk Drive, Surveillance Grade, SATA, 4TB | 4T SATA HDD | Released | 182 | No | 816783016264 | 2 | 3 | 8 | 8
HDD | HK-HDD4T-E | Hard Disk Drive, Enterprise Grade SATA, 4TB for RAID NVR | 4TB SATA HDD ENTERPRISE | Released | 307 | No | 816783016271 | 2 | 3 | 8 | 8
HDD | HK-HDD6T | Hard Disk Drive, Surveillance Grade, SATA, 6TB | HDD, 6TB, Surveillance | Released | 311 | No | 813908022094 | 2 | 3 | 8 | 8
HDD | HK-HDD6T-E | Hard Disk Drive, Enterprise Grade SATA, 6TB for RAID NVR | 6TB SATA HDD ENTERPRISE | Released | 478 | No | 842571104448 | 2 | 1 | 6 | 4
HDD | HK-HDD8T | Hard Disk Drive, Surveillance Grade, SATA, 8TB | HDD, 8TB, Surveillance | Released | 422 | No | 842571108163 | 2 | 2 | 4 | 6
HDD | HK-HDD8T-E | Hard Disk Drive, Enterprise Grade SATA, 8TB for RAID NVR | 8TB SATA HDD ENTERPRISE | Released | 630 | No | 842571119589 | 2 | 1 | 6 | 4
Storage | HS-SSD-V210/960G | Surveillance Grade SSD 960GB | 960GB SSD | Released | 1413 | No | 842571111835 | 2 | 2 | 4 | 4
Storage | HS-TF-H1I/128G | uSD Card, 128GB | uSD Card, 128GB | Released | 248 | No | 842571110258 | 1 | 1 | 4 | 6
Storage | HS-TF-H1I/32G | uSD Card, 32GB | uSD Card, 32GB | Released | 65 | No | 842571105346 | 0.03 | 0.2 | 4 | 5
Storage | HS-TF-H1I/64G | uSD Card, 64GB | uSD Card, 64GB | Released | 109 | No | 842571105353 | 0.04 | 0.2 | 4 | 5
Other accessories | HV0733D-6MP | Lens, 6MP 7-33mm, 1/1.8", F0.95, Auto Iris, CS Mount | LENS 6MP 7-33MM DC-IRIS CS | Released | 659 | No | 813908022223 | 1 | 3 | 4 | 3
Other accessories | HV1140D-8MPIRA | Lens, 8MP 11-40mm, 1/1.8", F1.4, Auto Iris, CS Mount | LENS 8MP 11-40MM DC-IRIS CS | Released | 509 | No | 842571130645 | 0.5 | 4 | 5 | 4
Other accessories | HV3816D-8MPIR | Lens, 8MP 3.8-16mm, 1/1.8", F1.5, Auto Iris, CS Mount | LENS 8MP 3.8-11MM DC-IRIS CS | Released | 420 | No | 816783019050 | 1 | 3 | 5 | 4
Other accessories | HV4510D-MPIR | Lens, 3MP, 4.5-10mm, 1/2", F1.6, D/N, Auto Iris, CS Mount | LNS xMP 4.5-10 DC IRIS F1.6 | Released | 182 | No | 816783012617 | 0.26 | 3 | 4 | 2.25
IP Kit | I7604N1TA | Kit, Four 2MP Outdoor Dome Cameras with 2.8mm lens and 4ch NVR with PoE, 5MP recording, H.264+ compression, 1TB HDD | KIT NVR 4CH 1TB4DOM 2MP2.8M | EOL - Preparation | 1195 | No | 842571101164 | 8 | 14 | 20 | 9
IP Kit | I7604N1TP | Kit, Four 4MP Outdoor Turret Cameras with 2.8mm lens and 4ch NVR with PoE, 5MP recording, H.264+ compression, 1TB HDD | KIT NVR 4CH1TB 4TUR 4MP2.8M | EOL - Preparation | 1576 | No | 842571101171 | 9 | 13 | 18 | 10
IP Kit | I7608N2TA | Kit, Six 2MP Outdoor Dome Cameras with 2.8mm lens and 8ch NVR with PoE, 5MP recording, H.264+ compression 2TB HDD | KIT NVR 8CH 2TB 6DOM2MP2.8M | EOL - Preparation | 1739 | No | 842571101331 | 10 | 16 | 18 | 10
IP Kit | I7608N2TP | Kit, Six 4MP Outdoor Turret Cameras with 2.8mm lens and 8ch NVR with PoE, 5MP recording, H.264+ compression 2TB HDD | KIT NVR 8CH 2TB 6TUR4MP2.8M | EOL - Preparation | 2174 | No | 842571101348 | 12 | 16 | 18 | 11
Access Control Performance | ICS50-25 | Mifare 1 Contactless Smart card; 13.56MHz 25 Pack | MIFARE CARD 13.56MHZ 25 PK | Released | 72 | No | 842571116373 | 1 | 3 | 6 | 4
DeepinView | iDS-2CD6412FWD/C 2.1mm | Intelligent Series, People Counting Camera, Indoor Compact Dome, 1.3MP, True WDR | PEOPLE COUNT, 1.3MP 120dB WDR | Released | 924 | No | 813908025170 | 1 | 5 | 10 | 6
DeepinView | iDS-2CD6412FWD/C 2.8mm | Intelligent Series, People Counting Camera, Indoor Compact Dome, 1.3MP, True WDR | PEOPLE CNT, 2.8mm, 1.3MP WDR | Released | 924 | No | 813908029376 | 2 | 5 | 10 | 6
DeepinView | iDS-2CD6810F/C 2.0mm | Intelligent Series, Dual Lens People Counting Camera, Indoor, 2.0mm, 3D view, 3DDNR, BW image, 640x960 resolution | PEOPLE CT, 2mm, Dual 120dB WDR | Released | 1302 | No | 842571102215 | 1 | 3 | 9 | 5
DeepinView | iDS-2CD6810F/C 2.8mm | Intelligent Series, Dual Lens People Counting Camera, Indoor, 2.8mm, 3D view, 3DDNR, BW image, 640x960 resolution | PEOPLE CT,2.8mm Dual 120dB WDR | Released | 1302 | No | 842571102222 | 1 | 3 | 9 | 5
DeepinView | iDS-2CD6810F/C 4.0mm | Intelligent Series, Dual Lens People Counting Camera, Indoor, 4.0mm, 3D view, 3DDNR, BW image, 640x960 resolution | PEOPLE CT, 4mm Dual 120dB WDR | Released | 1302 | No | 842571102239 | 1 | 5 | 10 | 6
DeepinView | iDS-2CD6810F-IV/C 2.8mm | Intelligent Series, Dual Lens People Counting Camera, 2.8mm, 3D view, 3DDNR, BW image, 640x960 resolution. IP67 | PPL CT,2.8mm Dual120dB IP67 | Released | 1500 | No | 842571127539 | 3 | 5 | 11 | 5
DeepinView | iDS-2CD6810F-IV/C 4mm | Intelligent Series, Dual Lens People Counting Camera, 4mm, 3D view, 3DDNR, BW image, 640x960 resolution. IP67 | PPL CT,4mm Dual120dB IP67 | Released | 1500 | No | 842571127522 | 3 | 5 | 11 | 5
DeepinView | iDS-2CD8426G0/F-I 4mm | DeepinView Face Recognition Dual Lens Camera, Indoor, 2MP, 4mm Lens, H265+, 5 video streams 120dB WDR, IR range up to 10 m,36 VDC, max. 27 W, 0.75A | ID 2MP DN 120DB WDR 36VDC | Released | 4780 | No | 842571111460 | 2 | 6 | 12 | 6
DeepinView | iDS-9632NXI-I8/4F | Face Recognition DeepinMind NVR, 32-Channel, H265+, up to 12MP, HDMI (1-4K; 1- 1080p), 8-SATA, No HDD | NVR 32CH upto 4K HDMI 0HDD | Released | 15215 | No | 842571118308 | 26 | 23 | 22 | 9
Bracket | JBM-SS | Bracket, Junction box, Stainless steel for DS-2CD6626DS-IZHS | Bracket, SS, Junction Box | Released | 433 | No | 813908028980 | 5 | 1 | 15 | 10
Bracket | JBP | Bracket, PTZ, Junction Box | Bracket, PTZ, Junction Box | Released | 124 | No | 816783017605 | 6 | 5 | 13 | 8
Bracket | JBPW | Bracket, PTZ, Junction Box, with Wall Bracket | WALL BRACKET, PTZ, WITH JBOX | Released | 152 | No | 813908024074 | 6 | 12 | 16 | 8
Bracket | JBPW-L | PTZ Wall Mount with Junction Box for G3/4 Conduit | Bracket PTZ Wall Mount w/Jbox | Released | 152 | No | 842571101607 | 9 | 9 | 18 | 14
Bracket | JBPW-L-G | PTZ Wall Mount with Junction Box for G3/4 Conduit - Gray | BracketPTZ JboxWall Mt Gray | Released | 152 | No | 842571111651 | 9 | 9 | 18 | 14
Bracket | PC110 | Bracket, Pendant Cap, 110mm | PENDANT CAP, FIXED DOME, 110MM | Released | 26 | No | 816783016806 | 1 | 3 | 5 | 5
Bracket | PC110B | Bracket, Pendant Cap, 110mm, Black | BRKT PEND CAP 110MM BLK | Released | 26 | No | 813908029185 | 1 | 3 | 5 | 3
Bracket | PC110T | Bracket, Pendant Cap, 110mm, Turret Camera | BracketPendantCap110mmTurret | Released | 26 | No | 816783017650 | 1 | 3 | 5 | 5
Bracket | PC110TB | Bracket, Pendant Cap, 110mm, Turret Camera, Black | BRK PND CAP 110M TURRET BLK | Released | 26 | No | 813908029338 | 1 | 3 | 5 | 3
Bracket | PC120 | Bracket, Pendant Cap, 120mm | Bracket, Pendant Cap, 120mm | Released | 26 | No | 816783017742 | 1 | 3 | 6 | 6
Bracket | PC120B | Bracket, Pendant Cap, 120mm, Black | BRKT PEND CAP 120MM BLK | Released | 26 | No | 813908029154 | 1 | 3 | 6 | 3
Bracket | PC130 | Bracket, Pendant Cap, 130mm | Bracket, Pendant Cap, 130mm | Released | 26 | No | 816783017759 | 1 | 3 | 6 | 6
Bracket | PC130B | Bracket, Pendant Cap, 130mm, Black | BRKT PEND CAP 130MM BLK | Released | 26 | No | 813908029260 | 1 | 3 | 6 | 3
Bracket | PC130T | Bracket, Pendant Cap, 130mm, Turret Camera | BracketPendantCap130mmTurret | Released | 26 | No | 816783017643 | 1 | 3 | 6 | 6
Bracket | PC130TB | Bracket, Pendant Cap, 130mm, Turret Camera, Black | BRKT PEND CAP 130MM TURR BLK | Released | 26 | No | 813908029505 | 4 | 3 | 6 | 6
Bracket | PC135 | Bracket, Pendant Cap, 135mm | Bracket, Pendant Cap, 135mm | Released | 26 | No | 816783017544 | 1 | 3 | 8 | 8
Bracket | PC135B | Bracket, Pendant Cap, 135mm, Black | BRKT PEND CAP 135MM BLK | Released | 26 | No | 813908029314 | 1 | 3 | 8 | 3
Bracket | PC135H | Bracket, Pendant Cap, 135mm for 2Hx5 cameras | Bracket,PendantCap 2Hx5 camera | Released | 26 | No | 842571112344 | 2 | 3 | 6 | 6
Bracket | PC140 | Bracket, Pendant Cap, 140mm | Bracket, Pendant Cap, 140mm | Released | 26 | No | 816783017766 | 1 | 3 | 6 | 6
Bracket | PC140B | Bracket, Pendant Cap, 140mm, Black | BRKT PEND CAP 140MM BLK | Released | 26 | No | 813908029321 | 1 | 3 | 6 | 3
Bracket | PC140PT | Pendant Cap for DS-2DE3304W-DE | Bracket, PTZ, Pendant Cap | Released | 26 | No | 813908027419 | 1 | 3 | 6 | 6
Bracket | PC155 | Bracket, PENDANT CAP, 155MM | Bracket, Pendant Cap, 155mm | Released | 39 | No | 842571101706 | 1 | 3 | 6 | 6
Bracket | PC155B | Black Bracket, PENDANT CAP, 155MM | BLK Pendant Cap, 155mm | Released | 39 | No | 842571128321 | 2 | 3 | 6 | 6
Bracket | PC160 | Bracket, Pendant Cap, 160mm | PENDANT CAP, FIXED DOME, 160MM | Released | 39 | No | 816783016813 | 2 | 5 | 8 | 8
Bracket | PC165 | Bracket, PENDANT CAP, 165MM | Bracket, Pendant Cap, 165mm | Released | 39 | No | 816783019494 | 5 | 8 | 10 | 9
Bracket | PC210 | Bracket, Pendant Cap 210mm | Brkt, Pend Cap, 210mm | Released | 39 | No | 813908029390 | 3 | 7 | 10 | 10
Bracket | PC-DE4A | Bracket, Pendant Cap for DS-2DE4A Series Value PTZ | Bracket DE4A Series Pend Cap | Released | 26 | No | 842571103823 | 3.57 | 9 | 8 | 6
Bracket | PC-FE | Bracket, Pendant Cap, FishEye | Bracket, Pendant Cap, FishEye | Released | 39 | No | 816783017728 | 1 | 2 | 7 | 6
Bracket | PC-G1 | Bracket, Pendant Cap, for DS-2CD6D54G1-IZS | Bracket, Pendant Cap, 6D54G1 | Released | 85 | No | 842571129953 | 3 | 6 | 12 | 12
Bracket | PM | Bracket, Pole Mount | Bracket, Pole Mount | Released | 33 | No | 816783017391 | 3 | 5 | 8 | 10
Bracket | PM1 | Bracket, Pole Mount for Value Plus H.265+ VF cameras | Bracket, Pole Mount | Released | 33 | No | 842571106282 | 4 | 6 | 13 | 9
Bracket | PM-LPR | Bracket, Pole Mount for LPR Camera | Bracket, Pole Mount | Released | 326 | No | 842571124712 | 8 | 11 | 65 | 11
Bracket | PMP | Bracket, PTZ, Pole Mount | Bracket, PTZ, Pole Mount | Released | 44 | No | 816783017636 | 2 | 6 | 9 | 8
Bracket | PMP-JB | Pole Mount for JBPW-L | Bracket JBPW-L Pole Mt | Released | 44 | No | 842571111613 | 10 | 13 | 18 | 14
Bracket | PMP-JB-G | Pole Mount for JBPW-L-G - Gray | Bracket JBPW-L Pole Mt Gray | Released | 44 | No | 842571111620 | 18 | 13 | 18 | 14
Bracket | PMPL | Bracket, PTZ, Pole Mount, Large | Bracket, PTZ, Pole Mount | Released | 44 | No | 813908024098 | 3 | 18 | 5 | 8
Bracket | PMP-V | Horizontal Pole Mount for CPM-S/L | Bracket, Hrzntl Pole Mt Gray | Released | 44 | No | 842571111637 | 4 | 5 | 8 | 7
Bracket | PMP-V-G | Horizontal Pole Mount for CPM-S/L-G - Gray | Bracket, Hrzntl Pole Mt Gray | Released | 44 | No | 842571111644 | 4 | 5 | 8 | 7
Bracket | PP1 | Bracket, Ceiling Pendant Mount, Fisheye , 1/4-20 | Bracket, Pendant Mount 1/4 20 | Released | 26 | No | 842571112672 | 1 | 7 | 50 | 7
Bracket | PP2 | Bracket, Ceiling Pendant Mount Extendable, Fisheye , 1/4-20 | Bracket, Pendant Mount 1/4 20 | Released | 55 | No | 842571112665 | 5 | 4 | 8 | 4
Bracket | PS12DC-1B | Power Adapter, 12VDC, 1A, with barrel connector | Power Adpt 12VDC 1A barrel | Released | 15 | No | 813908020366 | 1 | 4 | 2 | 3
Bracket | PS12DC-1L | Power Adapter, 12VDC, 1A, with flying leads | Power Adpt 12VDC 1A leads | Released | 15 | No | 813908026412 | 1 | 3 | 4 | 3
Bracket | RCM-1 | Bracket, Recessed Ceiling Mount for 27xx, 7xx, 41xx Dome Cameras | Brkt,RecClg Mt, 27xx,41xx | Released | 44 | No | 816783017773 | 1 | 4 | 8 | 8
Bracket | RCM-1B | Bracket, Recessed Ceiling Mount for 27xx, 7xx, 41xx Dome Cameras, Black | BRKT REC CEIL MT DM CAM BLK | Released | 44 | No | 813908029277 | 2 | 4 | 8 | 8
Bracket | RCM-2 | Bracket, Recessed Ceiling Mount for xxxx Dome Cameras | BracketRecessedCeilingMount2 | Released | 22 | No | 813908020144 | 1 | 2 | 9 | 9
Bracket | RCM-2B | Bracket, Recessed Ceiling Mount for xxxx Dome Cameras, Black | BRKT REC CEIL MT DOM BLK | Released | 22 | No | 813908029239 | 1 | 2 | 9 | 9
Bracket | RCM-3 | Bracket, Recessed Ceiling Mount for xxx Dome Cameras | BracketRecessedCeilingMount3 | Released | 22 | No | 813908020311 | 1 | 21 | 7 | 7
Bracket | RCM-3B | Bracket, Recessed Ceiling Mount for xxx Dome Cameras, Black | BRKT REC CEIL MT DOM BLK | Released | 22 | No | 813908029161 | 1 | 21 | 7 | 7
Bracket | RCM-4 | Recessed ceiling mount for DS-2DE3304W-DE | Bracket, PTZ, Recessed Mount | Released | 39 | No | 813908027402 | 1 | 4 | 8 | 8
Bracket | RCM-5 | Bracket, Recessed Ceiling Mount for DS-2CD27xxFWD-IZS | Brkt,RecClg Mt, 27x5 | Released | 75 | No | 842571116397 | 1 | 4 | 8 | 8
Bracket | RCM-DE4A | Bracket, Recessed Ceiling Mount for DS-2DE4A Series Value PTZ | Bracket DE4A Series Rec Mount | Released | 39 | No | 842571103830 | 1.4 | 4 | 10 | 10
Bracket | RCM-DM44 | Bracket, Recessed Ceiling Mount for DS-2CD27x3G1 | Brkt,RecClg Mt, 27x3G1 | Released | 39 | No | 842571129380 | 3 | 5 | 11 | 9
Bracket | RPM | Bracket, Roof Parapet | Bracket, Roof Parapet | Released | 146 | No | 816783017377 | 11 | 3 | 51 | 16
Bracket | RPM-G | Roof Parapet Mount - Gray | Bracket, Roof Parapet | Released | 146 | No | 842571108484 | 13 | 3 | 51 | 3
Bracket | SRS | Sun/Rain Shield, Dome | Bracket, Sun/Rain Shield | Released | 26 | No | 813908029291 | 1 | 8 | 11 | 6
Bracket | SRSB | Sun/Rain Shield, Wall Mount, Black |  | Released | 26 | No | 813908029482 | 2 | 6 | 11 | 8
Bracket | SRSL | Sun/Rain Shield, PC, Large | Sun/Rain Shield, PC, Large | Released | 26 | No | 813908024104 | 1 | 4 | 9 | 9
Bracket | SRSM | Sun/Rain Shield, PC, Medium | Sun/Rain Shield, PC, Medium | Released | 26 | No | 813908024111 | 1 | 3 | 8 | 8
Turbo Kit | T7108Q2TA | 8-ch Turbo HD/Analog DVR, 2TB HDD, Compact Case, 6 Cameras, HD1080p, 2MP, IR up to 60ft, Outdoor Turret, IP66, 2.8mm Lens Kit | KIT DVR8CH2TB 6 TUR 2MP 2.8M | Released | 924 | No | 842571101140 | 11 | 11 | 14 | 9
Turbo Kit | T7108Q2TB | 8-ch Turbo HD/Analog DVR, 2TB HDD, Compact Case, 6 Cameras, HD1080p, 2MP, IR up to 60ft, Outdoor Dome, IP66, 2.8mm Lens Kit | KIT 8ch DVR 2TB 6 DOM 2MP | Released | 1196 | No | 842571101157 | 17 | 10 | 19 | 9
Other accessories | TV0515M-MPIR | Lens, 1.3MP, 5-15mm, 1/3", F1.4, D/N, Manual Iris, CS Mount | LNSxMP5-15DCIRISF1.4DNCS | EOL - Preparation | 37 | No | 816783012631 | 0.3 | 3 | 4 | 3
Other accessories | TV0550D-4MPIR | Lens, 4MP, 5-50mm, 1/2.7", F1.6, CS Mount | LENS 5-50MM 4MP DCIRIS F1.6 | Released | 416 | No | 842571111088 | 2 | 3 | 2 | 2
Other accessories | TV0550D-MPIR | Lens, 3MP, 5-50mm, 1/2.7", F1.6, CS Mount | LENS 5-50MM 3MP DCIRIS F1.6 | EOL - Preparation | 416 | No | 816783018114 | 1 | 3 | 4 | 2
Other accessories | TV2710D-MPIR | Lens, 3MP, 2.7-10mm, 1/2.8", F1.4, D/N, Auto Iris, CS/C Mount | 3MP Lens 2.7-10mm F1.4 | Released | 102 | No | 842571108101 | 2 | 2 | 3 | 2
Other accessories | TV2712D-MPIR | Lens, 3MP, 2.7-12mm, 1/2.7", F1.2, CS Mount | Lens3MP2.7-12mm1/27"F12CSMt | EOL - Preparation | 270 | No | 816783018107 | 1 | 3 | 4 | 2
Other accessories | TV2713D-4MPIR | Lens, 4MP, 2.7-13mm, 1/2.7", F1.2, CS Mount | Lens4MP2.7-13mm1/2.7"F1.2CSMt | Released | 270 | No | 842571111453 | 1 | 3 | 4 | 2
Bracket | WBL | Bracket, Wall, Long, Box Camera | WALL BRACKET LONG | Released | 24 | No | 813908022131 | 1 | 16 | 4 | 5
Bracket | WBPT | Bracket, Upright PTZ Wall mount for DS-2DY9xx Series | Bracket, PTZ Wall for DS-2DY9x | Released | 259 | No | 813908029055 | 14 | 20 | 7 | 8
Bracket | WBPT-S | Bracket, Upright PTZ Wall mount for DS-2DY52xx Series | Bracket, PTZ Wall for DS-2DY5x | Released | 107 | No | 813908029062 | 8 | 12 | 7 | 7
Bracket | WBS | Bracket, Wall, Short, Box Camera | WALL BRACKET SHORT | Released | 22 | No | 813908020212 | 1 | 3 | 8 | 4
Bracket | WB-SS | Bracket, Wall mount, 316L Stainless Steel for Stainless Steel and Exproof Bullet Cameras | Bracket 316L SS Wall Mount | Released | 215 | No | 813908029369 | 9 | 17 | 9 | 6
Bracket | WB-XC | Bracket, Wall Mount for XC Series SS Dome | Bracket SS Wall Mount | Released | 33 | No | 842571110357 | 3 | 3 | 7 | 6
Bracket | WM110 | Bracket, Wall mount, 110mm, 21x2 Domes | BracketWallmount110mm21x2Domes | Released | 17 | No | 816783017674 | 1 | 5 | 7 | 5
Bracket | WM110B | Bracket, Wall mount, 110mm, 21x2 Domes, Black | BRKT WALL MT 110M 21X2 DM BLK | Released | 17 | No | 813908029192 | 1 | 5 | 7 | 7
Bracket | WM6810 | Bracket, Wall mount, 6810 camera | BracketWallmount6810camera | Released | 33 | No | 842571106220 | 2 | 4 | 10 | 6
Bracket | WM-C | Wall Mount | Bracket, wall mount, compact | Released | 24 | No | 813908022155 | 1 | 5 | 9 | 4
Bracket | WML | Bracket, Wall Mount, Long, w/ Junction Box | BracketWallMountw/JunctionBoxL | Released | 48 | No | 816783017629 | 3 | 11 | 10 | 6
Bracket | WMLB | Bracket, Wall Mount, Long, w/ Junction Box. Black color | Black Bracket WallMonut | Released | 48 | No | 813908029246 | 5 | 11 | 10 | 11
Bracket | WMP-L | Bracket, PTZ, Wall Mount, Long | Bracket, PTZ, Wall Mount, Long | Released | 44 | No | 816783017339 | 1.8 | 5 | 12 | 9
Bracket | WMP-MPZ | Bracket, PTZ, 2A Series only | Bracket PTZ Wall Mount Short | Released | 20 | No | 842571119466 | 2 | 4 | 9 | 6
Bracket | WMP-PM | Wall Mounting Bracket for PanoVu Mini DS-2PT3326IZ-DE3 | Bracket PV Wall Mt 3326 | Released | 15 | No | 842571114775 | 2 | 7 | 10 | 7
Bracket | WMP-PV | PanoVu Pendant Wall Mount | Bracket PV Long Wall Mount | Released | 107 | No | 813908029666 | 4 | 6 | 12 | 9
Bracket | WMP-PV-G | PanoVu Pendant Wall Mount Grey | Bracket PV LongWallMountGrey | Released | 107 | No | 842571121032 | 2 | 0.25 | 6 | 6
Bracket | WMP-S | Bracket, PTZ, Wall Mount, Short | Bracket PTZ Wall Mount Short | Released | 33 | No | 816783017612 | 2 | 5 | 8 | 6
Bracket | WMP-SS | Bracket, PTZ, Pendant Wall, Stainless Steel for DS-2DT6223-AELY | Bracket, PTZ, SS Pendant | Released | 304 | No | 813908029024 | 2 | 5 | 8 | 5
Bracket | WMR | Wall Mount Bracket NVR/DVR | Bracket, wall mount, NVRDVR | Released | 18 | No | 816783019524 | 0.5 | 2 | 18 | 11
Bracket | WMS | Bracket, Wall Mount, Short, w/ Junction Box | BracketWallMountw/JunctionBoxS | Released | 37 | No | 816783017346 | 3 | 11 | 9 | 8
Bracket | WMSB | Bracket, Wall Mount, Short, w/ Junction Box, Black | BRKT WALL MT SHRT JUN BX BLK | Released | 37 | No | 813908029499 | 4 | 9 | 9 | 6
Bracket | WMS-SS | Bracket, Pendant, Stainless Steel for DS-2CD6626DS-IZHS | Bracket, Dome, SS Pend Wall | Released | 715 | No | 813908029048 | 3 | 11 | 9 | 11
Other accessories | YV2.8x2.8SR4A-SA2L | Lens, 3MP, 2.8-8mm, 1/2.7", F1.3, D/N, Auto Iris, CS Mount | LNS3MP2.8-8DCIRISF1.3DNCS | Released | 228 | No | 816783012990 | 0.2 | 3 | 3 | 2
Other accessories | YV3.3X15SR4A-SA2L | Lens, 3MP, 15-50mm, 1/2.7", F1.5, Auto Iris, CS Mount | Lens 3MP 15-50mm AI DN F1.5 | Released | 359 | No | 816783013003 | 0.2 | 3 | 4 | 2.5

## Categories
Category | Model Number | Description | Short Description | Release Status | Planned Replacement | MSRP | Restricted | UPC Code | Weight (Pound) | Height (Inch) | Depth (Inch) | Width (Inch)
Access Control Performance | DS-K1102M | Mifare card reader; RS485 and Wiegand(W26/W34); IP 64 | CARD READER (MIFARE) | Released |  | 80 | No | 842571105513 | 1 | 2 | 6 | 4
Access Control Performance | DS-K1102MK | Mifare card reader; keypad; RS485 and Wiegand(W26/W34); IP 64 | CARD READER W/ KEYPAD (MIFARE) | Released |  | 102 | No | 842571103779 | 1 | 2 | 6 | 4
Access Control Performance | DS-K1104M | Mifare card reader; RS485 and Wiegand(W26/W34);IP 65; IK10 | VANDALPRF CARD READER (MIFARE) | Released |  | 157 | No | 813908025880 | 2 | 3 | 9 | 5
Access Control Performance | DS-K1104MK | Mifare card reader; keypad; RS485 and Wiegand(W26/W34);IP 65; IK10 | VANDALPRF CRD RDR WKPD(MIF) | Released |  | 193 | No | 813908025873 | 2 | 3 | 9 | 5
Access Control Performance | DS-K1107M | Mifare card reader; RS485 and Wiegand(W26/W34); IP 64 | MULLION CARD READER (MIFARE) | Released |  | 83 | No | 842571103809 | 1 | 6 | 4 | 3
Access Control Performance | DS-K1107MK | Mifare card reader; keypad; RS485 and Wiegand(W26/W34); IP 64 | MULLN CRD RDR WKEYPAD MIFARE | Released |  | 102 | No | 842571105803 | 1 | 6 | 4 | 3
Access Control Performance | DS-K1201MF | Mifare fingerprint card reader;RS485 communication;Tamper-proof;IP65; | FINGER P CARD READER MIFARE | Released |  | 259 | No | 842571111422 | 2 | 4 | 8 | 6
Access Control Performance | DS-K170HPK | 125KHz Prox carder reader; w/ keypad; Wiegand | Prox reader keypad Weigand | Released |  | 424 | No | 842571118469 | 0.5 | 7 | 4 | 2
Access Control Performance | DS-K182HP | 125KHz Prox card reader; Wiegand | 125KHz Prox card readerWiegand | Released |  | 133 | No | 842571118476 | 1 | 2 | 4 | 0.13
Access Control Performance | DS-K1F100-D8E | Plug-and-play USB; Supports various card types (Mifare card and EM card). | CARD ENROLLMENT STATION | Released |  | 200 | No | 842571103793 | 1 | 6 | 2 | 2
Access Control Performance | DS-K1F820-F | Plug-and-play USB Fingerprint enrollment reader | FINGER P ENROLLMENT READER | Released |  | 200 | No | 842571111439 | 2 | 2 | 6 | 4
Access Control Performance | DS-K1T105E | 2.8 inch LCD-TFT Screen; EM card reader; Uplink: TCP/IP, RS-485, WIFI; Downlink: RS-485, Wiegand(W26/W34); DC 12V/1A. | ACCESS CONTROL TERMINAL (EM) | EOL - Preparation |  | 554 | No | 842571105582 | 3 | 5 | 10 | 7
Access Control Performance | DS-K1T105E-C | 2.8 inch LCD-TFT Screen; EM card reader; 2 Mega pixels camera; Uplink: TCP/IP, RS-485, WIFI; Downlink: RS-485, Wiegand(W26/W34); DC 12V/1A. | STANDALONETERMINAL WCAM (EM) | EOL - Preparation |  | 646.72 | No | 842571105599 | 3 | 5 | 10 | 7
Access Control Performance | DS-K1T105M | 2.8 inch LCD-TFT Screen; Mifare card reader; Uplink: TCP/IP, RS-485, WIFI; Downlink: RS-485, Wiegand(W26/W34); DC 12V/1A. | ACCESS CTRL TERMINAL (MIFARE) | Released |  | 554 | No | 842571105605 | 3 | 5 | 10 | 7
Access Control Performance | DS-K1T105M-C | 2.8 inch LCD-TFT Screen; Mifare card reader; 2 Mega pixels camera; Uplink: TCP/IP, RS-485, WIFI; Downlink: RS-485, Wiegand(W26/W34); DC 12V/1A. | STDALONE TERML WCAM (MIFARE) | EOL - Preparation |  | 646 | No | 842571105544 | 3 | 5 | 10 | 7
Access Control Performance | DS-K1T201MF | 2.8-inch LCD-TFT Display Screen;Mifare card & Fingerprint reader;Uplink: TCP/IP,WIFI;Downloadlink:RS-485 and Wiegand (26/34);12 VDC/3 A | ACS KEYPAD FPTERMINAL MIFARE | Released |  | 630 | No | 842571111330 | 4 | 5 | 10 | 7
Access Control Performance | DS-K1T201MF-C | 2.8-inch LCD-TFT Display Screen;2 MP camera (Face Detection Only); Mifare card & Fingerprint reader;Uplink: TCP/IP,WIFI;Downloadlink:RS-485 and Wiegand (26/34);12 VDC/3 A | ACS KPD FP TERM CAM MIFARE | Released |  | 739 | No | 842571111354 | 4 | 5 | 10 | 7
Access Control Performance | DS-K1T500S | Standalone Video Terminal; Vandal- Resistant; Mifare-Only | Video DoorbellAccessTerminal | Released |  | 543 | No | 842571105650 | 2 | 4 | 12 | 6
Access Control Performance | DS-K1T501SF | Video Access Control Terminal, Mifare, 2 MP camera; 50,000 cards, 3,000 fingerprints, 200,000 events; two-way audio intercom, remote live view, NVR video recording NVR, Optical Fingerprint Module; TCP/IP; RS-485, Wiegand(W26/W34); SD card, IP65, DC | ACS VANDAL VIDEO TERML W/FP | Released |  | 652 | No | 842571111408 | 3 | 4 | 12 | 7
Access Control Performance | DS-K1T606M | Access Control Terminal; Dual-Lens Facial Recognition; Mifare; RS-485; Wiegand; TCP/IP; WIFI 12VDC | Facial Terminal Mifare | EOL - Preparation |  | 1043 | No | 842571119763 | 4 | 6 | 15 | 8
Access Control Performance | DS-K1T606MF | Access Control Terminal; Dual-Lens Facial Recognition; Mifare; Fingerprint Reader; RS-485; Wiegand; TCP/IP; WIFI 12VDC | FacialTerminal Mifare/Finger | Released |  | 1174 | No | 842571119770 | 4 | 6 | 15 | 8
Access Control Performance | DS-K1T804MF | LCD Display Standalone Access Control Terminal, Mifare, 3,000 cards, 3,000 fingerprints, 100,000 events; Time Attendance, Optical Fingerprint Module; TCP-IP, WIFI; RS485, Wiegand (W26/W34). | ACS TIME ATTND FP TERML MIFARE | Released |  | 326 | No | 842571111378 | 3 | 3 | 6 | 10
Access Control Performance | DS-K2601 | Single-Door Controller; Max Card Readers: 2 Wiegand readers or 2 RS485 readers; with metal enclosure; battery pack optional | SINGLEDOOR ACCESS CTRL PANEL | EOL - Preparation | DS-K2602-G | 543 | No | 842571105674 | 12 | 6 | 19 | 16
Access Control Performance | DS-K2602-G | Two-Door Controller; Max Card Readers: 4 Wiegand readers or 4 RS485 readers; with metal enclosure; battery pack optional UL294 ETL | 2-DOOR CONTROLLER UL294 | Released |  | 776 | No | 842571118261 | 19 | 8 | 22 | 24
Access Control Performance | DS-K2604-G | Four-Door Controller; Max Card Readers: 4 Wiegand readers or 8 RS485 readers; with metal enclosure; battery pack optional; ETL tested to UL294 standard | 4-DOOR ACS CONTROLLER UL294 | Released |  | 957 | No | 842571118278 | 19 | 8 | 22 | 24
Access Control Performance | DS-K2M060 | Secure module: 1 Wiegand reader; RS-485 Interface; 12V DC | Secure Module | Released |  | 130 | No | 842571105810 | 1 | 2 | 6 | 4
Access Control Performance | DS-K4H250D | Double-door Magnetic Lock; 600 lb linear thrust x2; 12VDC(500 mA) / 24VDC(250 mA) | 600 LB. DOUBLE MAG LOCK | Released |  | 267 | No | 842571105735 | 9 | 3 | 21 | 3
Access Control Performance | DS-K4H250-LZ | Optional Mag Lock Mounting Bracket for Thin Door Frame | MAG LOCK BRACKET THIN DOOR | Released |  | 54 | No | 842571117486 | 1 | 2 | 8 | 2
Access Control Performance | DS-K4H250S | Single-door Magnetic Lock; 600 lb linear thrust; 12VDC(500 mA) / 24VDC(250 mA) | 600 LB. SING MAG LOCK | Released |  | 130 | No | 842571105728 | 5 | 3 | 10 | 3
Access Control Performance | DS-K4T100 | Electric Bolt; Polished and Brushed Stainless Steel; 1600lb thrust; Working Current: 900mA(Startup Current); 100mA (Standby); DC12V | ELECTRIC BOLT LOCK | Released |  | 104 | No | 842571105711 | 2 | 3 | 10 | 3
Access Control Performance | DS-K7M151-P | 125KHz Prox Clamshell Card 25 Pack | Prox Clamshell Card 25 Pack | Released |  | 102 | No | 842571118445 | 1 | 1 | 4 | 2
Access Control Performance | DS-K7M153-P | 125KHz Prox Key Fob 25 Pack | 125KHz Prox Key Fob 25 Pack | Released |  | 204 | No | 842571118452 | 0.1 | 1 | 4 | 2
Access Control Performance | DS-K7P02 | Exit Button | Exit Button | Released |  | 24 | No | 842571105759 | 1 | 2 | 4 | 4
Access Control Performance | DS-K7P04 | Touchless Exit Button | Touchless Exit Button | Released |  | 46 | No | 842571105766 | 1 | 2 | 4 | 4
Access Control Performance | DS-K7PEB | Emergency Break Glass (Red) | Emergency Break Glass (Red) | Released |  | 48 | No | 842571105742 | 1 | 3 | 4 | 4
Access Control Performance | DS-KEM125 | EM Card; 125 KHz | EM Card: 125KHz | EOL - Preparation | ICS50 | 2.83 | No | 842571106107 | 0.02 | 0.03 | 4 | 3
Access Control Performance | DS-KIT2DRACP | Access Control Kit 2-Door Access Control Prox Bundle ? 1 pc 2-Door Access Controller DS-K2602-G ? 2 pcs 125KHz Mullion Prox Reader DS-K182HP ? 1 pc 125KHz Clamshell Prox Card 25-pk DS-K7M151-P | 2-DOOR ACCESS CONTROLLER KIT | Released |  | 1143 | No
Access Control Performance | DS-KIT4DRACP | Access Control Kit 4-Door Access Control Prox Bundle ? 1 pc 4-Door Access Controller DS-K2604-G ? 4 pcs 125KHz Mullion Prox Reader DS-K182HP ? 1 pc 125KHz Clamshell Prox Card 25-pk DS-K7M151-P | 4-DOOR ACCESS CONTROLLER KIT | Released |  | 1589 | No
Access Control Performance | ICS50-25 | Mifare 1 Contactless Smart card; 13.56MHz 25 Pack | MIFARE CARD 13.56MHZ 25 PK | Released |  | 72 | No | 842571116373 | 1 | 3 | 6 | 4
Access Control Pro | DS-K1T671M | Face Recognition Terminal, 7-inch LCD touch screen,2 Mega pixel wide-angle lens,Built-in Mifare card reading module;Max.5000 faces capacity , Max.6000 cards;Two-way audio with client software, indoor station, and master station,Supports TCP/IP,DC 12V/3 | Face Recognition Terminal | Released |  | 1261 | No | 842571130133 | 4 | 4 | 17 | 7
Access Control Pro | DS-K7M102-M-25 | Mirfare Key Fob 13.56MHz 25 Pack | MIFARE KEY FOB 25 PACK | Released |  | 72 | No | 842571113754 | 2 | 3 | 5 | 4
Access Control Pro | DS-KAB671-B | The mounting pole for DS-K1T671 series. Material?SPCC Weight?6.7 kg (14.8 lb) Dimension (W × H × D)?98.5 mm × 1342 mm × 225 mm (3.9" × 52.8" × 8.9") | Mounting Pole | Released |  | 391 | No | 842571130393 | 20 | 7 | 60 | 12
Access Control Pro | DS-KAB671-S | The Protective Shield for DS-K1T671 series. Material?PC Weight?172 g (0.4 lb) Dimension (W × H × D)?135 mm × 250 mm × 80 mm (5.3" × 9.8" × 3.1") | Protective Shield | Released |  | 39 | No | 842571130409 | 2 | 7 | 17 | 9
Analog & Turbo | DS-2CC12D8T-AMM | Box Camera, HD1080p/CVBS, C/CS Mount, Day/Night, 3D DNR, AI-DC Drive, UTC Menu, 24VAC/12VDC | BX 1080P TURB UTC DN AI | Released |  | 185 | No | 842571107852 | 2 | 3 | 4 | 3
Analog & Turbo | DS-2CC12D9T-A | Box Camera, HD1080p, C/CS Mount, Day/Night, True WDR, UTC Menu, IP66, 24VAC/12VDC | BX 1080P TURB UTC DN | Released |  | 163 | No | 813908021370 | 1 | 4 | 7 | 4
Analog & Turbo | DS-2CC12D9T-AIT3ZE | Outdoor IR Bullet, TurboHD 4.0, HD-TVI, 2MP, 2.8-12mm Motorized Zoom/Focus, Ultra Low Light, 40m EXIR 2.0, Day/Night, True WDR, Smart IR, PoC, UTC Menu, IP67, 12VDC/ 24VAC | Out Bul 2MP TVI IR 12mm | Released |  | 165 | No | 842571105117 | 2 | 5 | 10 | 5
Analog & Turbo | DS-2CC12D9T-IT3E 2.8mm | Outdoor IR Bullet, TurboHD 4.0, HD-TVI, 2MP, 2.8mm, Ultra Low Light, 80m EXIR 2.0, Day/Night, True WDR, Smart IR, PoC, UTC Menu, IP67, 12 VDC | Out Bul 2MP TVI IR 2.8mm | Released |  | 124 | No | 842571105124 | 2 | 5 | 10 | 5
Analog & Turbo | DS-2CC12D9T-IT3E 3.6mm | Outdoor IR Bullet, TurboHD 4.0, HD-TVI, 2MP, 3.6mm, Ultra Low Light, 40m EXIR 2.0, Day/Night, True WDR, Smart IR, UTC Menu, IP67, 12 VDC | Out Bul 2MP TVI IR 3.6mm | Released |  | 124 | No | 842571110463 | 2 | 5 | 10 | 5
Analog & Turbo | DS-2CC12D9T-IT3E 6mm | Outdoor IR Bullet, TurboHD 4.0, HD-TVI, 2MP, 6mm, Ultra Low Light, 40m EXIR 2.0, Day/Night, True WDR, Smart IR, PoC, UTC Menu, IP67, 12 VDC | Out Bul 2MP TVI IR 6mm | Released |  | 124 | No | 842571110470 | 2 | 5 | 10 | 5
Analog & Turbo | DS-2CC12D9T-IT5E 3.6mm | Outdoor IR Bullet, TurboHD 4.0, HD-TVI, 2MP, 3.6mm, Ultra Low Light, 80m EXIR 2.0, Day/Night, True WDR, Smart IR, PoC, UTC Menu, IP67, 12 VDC | Out Bul 2MP TVI IR 3.6mm | Released |  | 146 | No | 842571110487 | 2 | 5 | 10 | 5
Analog & Turbo | DS-2CC12D9T-IT5E 6mm | Outdoor IR Bullet, TurboHD 4.0, HD-TVI, 2MP, 6mm, Ultra Low Light, 80m EXIR 2.0, Day/Night, True WDR, Smart IR, PoC, UTC Menu, IP67, 12 VDC | Out Bul 2MP TVI IR 6mm | Released |  | 146 | No | 842571110494 | 2 | 5 | 10 | 5
Analog & Turbo | DS-2CC52D9T-AITZE | Indoor IR Dome, TurboHD 4.0, HD-TVI, 2MP, 2.8-12mm Motorized Zoom/Focus, Ultra Low Light, 40m EXIR 2.0, Day/Night, True WDR, Smart IR, PoC, UTC Menu, IP50, 24VAC/12VDC | Ind Dm 2MP TVI IR 2.8-12 MVF | Released |  | 165 | No | 842571105278 | 2 | 6 | 7 | 7
Analog & Turbo | DS-2CC52D9T-AVPIT3ZE | Outdoor IR Dome, TurboHD 4.0, HD-TVI, 2MP, 2.8-12mm Motorized Zoom/Focus, Ultra Low Light, 40m EXIR 2.0, Day/Night, True WDR, Smart IR, PoC, UTC Menu, IP67, 24VAC/12VDC | Out Dm 2MP TVI IR 2.8-12 MVF | Released |  | 189 | No | 842571105155 | 2 | 6 | 7 | 7
Analog & Turbo | DS-2CC52D9T-AVPIT3ZEB | Outdoor IR Dome, TurboHD 4.0, HD-TVI, 2MP, 2.8-12mm Motorized Zoom/Focus, Ultra Low Light, 40m EXIR 2.0, Day/Night, True WDR, Smart IR, PoC, UTC Menu, IP67, 24VAC/12VDC, Black Finish | Out Dm 2MP TVI IR 2.8-12 MVF | Released |  | 189 | No | 842571109771 | 3 | 4 | 1 | 4
Analog & Turbo | DS-2CC52D9T-IT3E 2.8mm | Outdoor IR Turret, TurboHD 4.0, HD-TVI, 2MP, 2.8mm, Ultra Low Light, 80m EXIR 2.0, Day/Night, True WDR, Smart IR, UTC Menu, IP67, 12 VDC | Out Tur 2MP TVI IR 3.6mm | Released |  | 150 | No | 842571105162 | 2 | 5 | 10 | 5
Analog & Turbo | DS-2CC52D9T-IT3E 3.6mm | Outdoor IR Turret, TurboHD 4.0, HD-TVI, 2MP, 3.6mm, Ultra Low Light, 40m EXIR 2.0, Day/Night, True WDR, Smart IR, PoC, IP67, 12 VDC | Out Tur 2MP TVI IR 3.6mm | Released |  | 150 | No | 842571105285 | 2 | 6 | 6 | 6
Analog & Turbo | DS-2CC52D9T-IT3E 6mm | Outdoor IR Turret, TurboHD 4.0, HD-TVI, 2MP, 8mm, Ultra Low Light, 80m EXIR 2.0, Day/Night, True WDR, Smart IR, UTC Menu, IP67, 12 VDC | Out Tur 2MP TVI IR 8mm | Released |  | 150 | No | 842571105292 | 2 | 5 | 10 | 5
Analog & Turbo | DS-2CC52H1T-FITS | Panaramic 180 degree, Indoor, 5MP, Built-in microphone, 12VDC | Out Dom 5MP TVI FE 1.1mm | Released |  | 380 | No | 842571104851 | 1 | 4 | 6 | 5
Analog & Turbo | DS-2CE10DFT-F 3.6mm | ColorVu Outdoor Bullet, 2MP, 0.0005Lux/F1.0, 0 Lux with Friendly Lighting,20m,3D DNR,12 VDC,OSD Menu(Up the Coax), 130dB True WDR, IP67, 3.6mm Lens,24H Color?Support TVI/AHD/CVI/CVBS video signal output | ColorVu 2MP 3.6mm 130dB IP67 | Released |  | 120 | No | 842571122190 | 2 | 4 | 7 | 4
Analog & Turbo | DS-2CE10DFT-F 6mm | ColorVu Outdoor Bullet, 2MP, 0.0005Lux/F1.0, 0 Lux with Friendly Lighting,20m,3D DNR,12 VDC,OSD Menu(Up the Coax), 130dB True WDR, IP67, 6mm Lens,24H Color?Support TVI/AHD/CVI/CVBS video signal output | ColorVu 2MP 6mm 130dB IP67 | Released |  | 120 | No | 842571122206 | 2 | 4 | 7 | 4
Analog & Turbo | DS-2CE10DFT-F28 2.8mm | ColorVu outdoor Bullet, 2MP, 0.0005Lux/F1.0, 0 Lux with Friendly Lighting,20m,3D DNR,12 VDC,OSD Menu(Up the Coax), 130dB True WDR, IP67, 2.8mm Lens,24H Color?Support TVI/AHD/CVI/CVBS video signal output | ColorVu 2MP 2.8m 130dB IP67 | Released |  | 120 | No | 842571129793 | 2 | 4 | 7 | 4
Analog & Turbo | DS-2CE10HFT-F 3.6mm | ColorVu outdoor Bullet, 5MP,0.0005Lux/F1.0, 0 Lux with Friendly Lighting,20m,3D DNR,12 VDC,OSD Menu(Up the Coax), 130dB True WDR, IP67, 3.6mm Lens,24H Color?Support TVI/AHD/CVI/CVBS video signal output | ColorVu 5MP 3.6mm 130dB IP67 | Released |  | 152 | No | 842571130157 | 1 | 3 | 7 | 4
Analog & Turbo | DS-2CE10HFT-F28 2.8mm | ColorVu outdoor Bullet 5MP,0.0005Lux/F1.0, 0 Lux with Friendly Lighting,20m,3D DNR,12 VDC,OSD Menu(Up the Coax), 130dB True WDR, IP67, 2.8mm Lens,24H Color?Support TVI/AHD/CVI/CVBS video signal output | ColorVu 5MP 2.8mm 130dB IP67 | Released |  | 152 | No | 842571129816 | 2 | 4 | 7 | 4
Analog & Turbo | DS-2CE11D0T-PIRL 2.8mm | Outdoor IR Bullet, TurboHD 4.0, HD-TVI, 2MP, 2.8mm, 20m IR, PIR Detection/Alarm, White Light, IP67, 12 VDC | Out Bul 2MP TVI IR 2.8mm | Released |  | 130 | No | 842571116168 | 1 | 4 | 7 | 4
Analog & Turbo | DS-2CE11D0T-PIRL 3.6mm | Outdoor IR Bullet, TurboHD 4.0, HD-TVI, 2MP, 3.6mm, 20m IR, PIR Detection/Alarm, White Light, IP67, 12 VDC | Out Bul 2MP TVI IR 3.6mm | Released |  | 130 | No | 842571116175 | 1 | 4 | 7 | 4
Analog & Turbo | DS-2CE11D8T-PIRL 2.8mm | Outdoor IR Bullet, TurboHD 4.0, HD-TVI, 2MP, 2.8mm, PIR Alarm, Ultra Low Light, 20m EXIR 2.0, Day/Night, True WDR, Smart IR, IP67, 12 VDC | Out Bul 2MP TVI IR 2.8mm | Released |  | 174 | No | 842571117073 | 2 | 4 | 7 | 4
Analog & Turbo | DS-2CE11D8T-PIRL 3.6mm | Outdoor IR Bullet, TurboHD 4.0, HD-TVI, 2MP, 3.6mm, PIR Alarm, Ultra Low Light, 20m EXIR 2.0, Day/Night, True WDR, Smart IR, IP67, 12 VDC | Out Bul 2MP TVI IR 3.6mm | Released |  | 174 | No | 842571117080 | 2 | 4 | 7 | 4
Analog & Turbo | DS-2CE11H0T-PIRL 2.8mm | Outdoor IR Bullet, TurboHD 4.0, HD-TVI, 5MP, 2.8mm, 20m IR, PIR Detection/Alarm, White Light, IP67, 12 VDC | Out Bul 5MP TVI IR 2.8mm | Released |  | 109 | No | 842571119794 | 1 | 4 | 7 | 4
Analog & Turbo | DS-2CE11H0T-PIRL 3.6mm | Outdoor IR Bullet, TurboHD 4.0, HD-TVI, 5MP, 3.6mm, 20m IR, PIR Detection/Alarm, White Light, IP67, 12 VDC | Out Bul 5MP TVI IR 3.6mm | Released |  | 109 | No | 842571119800 | 1 | 4 | 7 | 4
Analog & Turbo | DS-2CE12D0T-PIRL 2.8mm | Outdoor IR Bullet, TurboHD 4.0, HD-TVI, 2MP, 2.8mm, 20m IR, PIR Detection/Alarm, White Light Illumination, IP67, 12 VDC | Out Bul 2MP TVI IR 2.8mm | Released |  | 141 | No | 842571116182 | 2 | 5 | 9 | 5
Analog & Turbo | DS-2CE12D0T-PIRL 3.6mm | Outdoor IR Bullet, TurboHD 4.0, HD-TVI, 2MP, 2.8mm, 20m IR, PIR Detection/Alarm, White Light Illumination, IP67, 12 VDC | Out Bul 2MP TVI IR 3.6mm | Released |  | 141 | No | 842571116199 | 2 | 5 | 9 | 5
Analog & Turbo | DS-2CE12D8T-PIRL 2.8mm | Outdoor IR Bullet, TurboHD 4.0, HD-TVI, 2MP, 2.8mm, PIR Alarm, Ultra Low Light, 20m EXIR 2.0, Day/Night, True WDR, Smart IR, IP67, 12 VDC | Out Bul 2MP TVI IR 2.8mm | Released |  | 196 | No | 842571117097 | 2 | 5 | 10 | 5
Analog & Turbo | DS-2CE12D8T-PIRL 3.6mm | Outdoor IR Bullet, TurboHD 4.0, HD-TVI, 2MP, 3.6mm, PIR Alarm, Ultra Low Light, 20m EXIR 2.0, Day/Night, True WDR, Smart IR, IP67, 12 VDC | Out Bul 2MP TVI IR 3.6mm | Released |  | 196 | No | 842571118575 | 2 | 5 | 10 | 5
Analog & Turbo | DS-2CE12DFT-F 3.6mm | ColorVu Outdoor Bullet, 2MP, 0.0005Lux/F1.0,0 Lux with Friendly Lighting,40m,3D DNR,12 VDC,OSD Menu(Up the Coax), 130dB True WDR, IP67, 3.6mm Lens,24H Color?Support TVI/AHD/CVI/CVBS video signal output | ColorVu 2MP 3.6mm 130dB 40m | Released |  | 137 | No | 842571122213 | 2 | 5 | 9 | 5
Analog & Turbo | DS-2CE12DFT-F 6mm | ColorVu Outdoor Bullet, 2MP, 0.0005Lux/F1.0,0 Lux with Friendly Lighting,40m,3D DNR,12 VDC,OSD Menu(Up the Coax), 130dB True WDR, IP67, 6mm Lens,24H Color?Support TVI/AHD/CVI/CVBS video signal output | ColorVu 2MP 6mm 130dB 40m | Released |  | 137 | No | 842571122220 | 2 | 5 | 9 | 5
Analog & Turbo | DS-2CE12DFT-F28 2.8mm | ColorVu outdoor Bullet, 2MP, 0.0005Lux/F1.0,0 Lux with Friendly Lighting,40m,3D DNR,12 VDC,OSD Menu(Up the Coax), 130dB True WDR, IP67, 2.8mm Lens,24H Color?Support TVI/AHD/CVI/CVBS video signal output | ColorVu 2MP 2.8m 130dB 40m | Released |  | 137 | No | 842571129809 | 2 | 5 | 9 | 5
Analog & Turbo | DS-2CE12DFT-PIRXOF 3.6mm | ColorVu Outdoor Bullet, 2MP, 0.0005 Lux/F1.0, Supplemental light 40m,3D DNR,12 VDC,OSD Menu(Up the Coax), 130dB True WDR, IP67, 3.6mm Lens,24H Color?PIR Detection?Blue&Red Light Alarm?Built in Siren?Alarm Out?Support TVI/AHD/CVI/CVBS video signal output | ColorVu 2MP 3.6mm PIR siren | Released |  | 165 | No | 842571130065 | 2 | 5 | 9 | 5
Analog & Turbo | DS-2CE12H0T-PIRL 2.8mm | Outdoor IR Bullet, TurboHD 4.0, HD-TVI, 5MP, 2.8mm, 20m IR, PIR Detection/Alarm, White Light Illumination, IP67, 12 VDC | Out Bul 5MP TVI IR 2.8mm | Released |  | 120 | No | 842571119817 | 2 | 5 | 10 | 5
Analog & Turbo | DS-2CE12H0T-PIRL 3.6mm | Outdoor IR Bullet, TurboHD 4.0, HD-TVI, 5MP, 3.6mm, 20m IR, PIR Detection/Alarm, White Light Illumination, IP67, 12 VDC | Out Bul 5MP TVI IR 3.6mm | Released |  | 120 | No | 842571119824 | 2 | 5 | 10 | 5
Analog & Turbo | DS-2CE12HFT-F 3.6mm | ColorVu outdoor Bullet, 5MP,0.0005Lux/F1.0, 0 Lux with Friendly Lighting,40m,3D DNR,12 VDC,OSD Menu(Up the Coax), 130dB True WDR, IP67, 3.6mm Lens,24H Color?Support TVI/AHD/CVI/CVBS video signal output | ColorVu 5MP 3.6mm 130dB 40m | Released |  | 163 | No | 842571130164 | 2 | 5 | 9 | 5
Analog & Turbo | DS-2CE12HFT-F28 2.8mm | ColorVu outdoor Bullet 5MP,0.0005Lux/F1.0, 0 Lux with Friendly Lighting,40m,3D DNR,12 VDC,OSD Menu(Up the Coax), 130dB True WDR, IP67, 2.8mm Lens,24H Color?Support TVI/AHD/CVI/CVBS video signal output | ColorVu 5MP 2.8mm 130dB 40m | Released |  | 163 | No | 842571129823 | 2 | 5 | 9 | 5
Analog & Turbo | DS-2CE16C2T-IR 2.8mm | Outdoor IR Bullet, HD720p, 2.8mm, 20m IR, Day/Night, Smart IR, IP66, 12 VDC | BLT 720P TURBO 2.8MM DN IR | EOL - Preparation | ECT-B12F2 | 74 | No | 816783018237 | 1 | 3 | 6 | 4
Analog & Turbo | DS-2CE16C2T-IR 3.6mm | Outdoor IR Bullet, HD720p, 3.6mm, 20m IR, Day/Night, Smart IR, IP66, 12 VDC | BLT 720P TURBO 3.6MM DN IR | EOL - Preparation | ECT-B12F3 | 74 | No | 816783018244 | 1 | 3 | 6 | 4
Analog & Turbo | DS-2CE16C2T-IR 6mm | Outdoor IR Bullet, HD720p, 6mm, 20m IR, Day/Night, Smart IR, IP66, 12 VDC | BLT 720P TURBO 6MM DN IR | EOL - Preparation | ECT-B12F6 | 74 | No | 816783018893 | 1 | 3 | 6 | 4
Analog & Turbo | DS-2CE16C5T-IT1 2.8mm | Outdoor IR Bullet, HD720p, 2.8mm, 20m EXIR, Day/Night, Smart IR, UTC Menu, IP66, 12 VDC | BLT720P TURB UTC 2.8MM DN IR | EOL - Preparation | ECT-B12F2 | 93 | No | 816783018275 | 2 | 5 | 10 | 5
Analog & Turbo | DS-2CE16C5T-IT1 3.6mm | Outdoor IR Bullet, HD720p, 3.6mm, 20m EXIR, Day/Night, Smart IR, UTC Menu, IP66, 12 VDC | BLT720P TURB UTC 3.6MM DN IR | EOL - Preparation | ECT-B12F3 | 93 | No | 816783018282 | 2 | 5 | 10 | 5
Analog & Turbo | DS-2CE16C5T-IT1 6mm | Outdoor IR Bullet, HD720p, 6mm, 20m EXIR, Day/Night, Smart IR, UTC Menu, IP66, 12 VDC | BLT 720P TURB UTC 6MM DN IR | EOL - Preparation | ECT-B12F6 | 93 | No | 816783018916 | 2 | 5 | 10 | 5
Analog & Turbo | DS-2CE16C5T-IT1 8mm | Outdoor IR Bullet, HD720p, 8mm, 20m EXIR, Day/Night, Smart IR, UTC Menu, IP66, 12 VDC | BLT 720P TURB UTC 8MM DN IR | EOL - Preparation | ECT-B12F6 | 93 | No | 816783018923 | 2 | 5 | 10 | 5
Analog & Turbo | DS-2CE16C5T-VFIR3 | Outdoor IR Bullet, HD720p, 2.8-12mm, 40m IR, Day/Night, Smart IR, UTC Menu, IP66, 12 VDC | BLT 720P TURB UTC 2.8-12 IR | EOL - Preparation | ECT-B32V2 | 133 | No | 816783018930 | 2 | 6 | 12 | 5
Analog & Turbo | DS-2CE16D1T-AVFIR3 | Outdoor IR Bullet, HD1080p, 2.8-12mm, 40m IR, Day/Night, DWDR, Smart IR, UTC Menu, IP66, 12VDC/ 24VAC | BLT1080P TURB UTC 2.8-12 IR | EOL - Preparation | DS-2CE16D8T-AIT3Z | 157 | No | 813908020601 | 1 | 11 | 5 | 5
Analog & Turbo | DS-2CE16D1T-IR 2.8mm | Outdoor IR Bullet, HD1080p, 2.8mm, 20m IR, Day/Night, DWDR, Smart IR, IP66, 12 VDC | BLT 1080P TURB 2.8MM DN IR | EOL - Preparation | DS-2CE16D8T-IT 2.8mm | 105 | No | 813908020618 | 1 | 6 | 3 | 4
Analog & Turbo | DS-2CE16D1T-IR 3.6mm | Outdoor IR Bullet, HD1080p, 3.6mm, 20m IR, Day/Night, DWDR, Smart IR, IP66, 12 VDC | BLT 1080P TURB 3.6MM DN IR | EOL - Preparation | DS-2CE16D8T-IT 3.6mm | 105 | No | 813908020915 | 1 | 3 | 6 | 4
Analog & Turbo | DS-2CE16D1T-IR 6mm | Outdoor IR Bullet, HD1080p, 6mm, 20m IR, Day/Night, DWDR, Smart IR, IP66, 12 VDC | BLT 1080P TURB 6MM DN IR | Released | DS-2CE16D8T-IT 6mm | 105 | No | 813908025187 | 1 | 3 | 6 | 6
Analog & Turbo | DS-2CE16D1T-IT1 2.8mm | Outdoor IR Bullet, HD1080p, 2.8mm, 20m EXIR, Day/Night, DWDR, Smart IR, IP66, 12 VDC | BUL 1080P TVI 2.8MM DN EXIR | EOL - Preparation | DS-2CE16D8T-IT 2.8mm | 120 | No | 813908025309 | 1 | 9 | 5 | 5
Analog & Turbo | DS-2CE16D1T-IT1 3.6mm | Outdoor IR Bullet, HD1080p, 3.6mm, 20m EXIR, Day/Night, DWDR, Smart IR, IP66, 12 VDC | BUL 1080P TVI 3.6MM DN EXIR | EOL - Preparation | DS-2CE16D8T-IT 3.6mm | 120 | No | 813908025286 | 1 | 9 | 5 | 5
Analog & Turbo | DS-2CE16D1T-IT1 6mm | Outdoor IR Bullet, HD1080p, 6mm, 20m EXIR, Day/Night, DWDR, Smart IR, IP66, 12 VDC | BUL 1080P TVI 6MM DN EXIR | EOL - Preparation | DS-2CE16D8T-IT 6mm | 120 | No | 813908025293 | 1 | 9 | 5 | 5
Analog & Turbo | DS-2CE16D3T-I3F 2.8mm | Outdoor Mini IR Bullet, TurboHD 4.0, HD-TVI/AHD/HD-CVI/CVBS, 2MP, 2.8mm, 30m EXIR 2.0, Ultra Low Light, Day/Night, True WDR, 3D DNR, Smart IR, IP67, 12 VDC | Out Mn Bul 2MP 4 in1 IR2.8mm | Released |  | 72 | No | 842571123029 | 1 | 3 | 6 | 4
Analog & Turbo | DS-2CE16D3T-I3F 3.6mm | Outdoor Mini IR Bullet, TurboHD 4.0, HD-TVI/AHD/HD-CVI/CVBS, 2MP, 3.6mm, 30m EXIR 2.0, Ultra Low Light, Day/Night, True WDR, 3D DNR, Smart IR, IP67, 12 VDC | Out Mn Bul 2MP 4 in1 IR3.6mm | Released |  | 72 | No | 842571123036 | 1 | 3 | 6 | 4
Analog & Turbo | DS-2CE16D3T-I3F 6mm | Outdoor Mini IR Bullet, TurboHD 4.0, HD-TVI/AHD/HD-CVI/CVBS, 2MP, 6mm, 30m EXIR 2.0, Ultra Low Light, Day/Night, True WDR, 3D DNR, Smart IR, IP67, 12 VDC | Out Mn Bul 2MP 4 in1 IR 6mm | Released |  | 72 | No | 842571125092 | 1 | 4 | 6 | 4
Analog & Turbo | DS-2CE16D3T-IT3F 2.8mm | Outdoor IR Bullet, TurboHD 4.0, HD-TVI/AHD/HD-CVI/CVBS, 2MP, 2.8mm, 50m EXIR 2.0, Day/Night, True WDR, 3D DNR, Smart IR, IP67, 12 VDC | Out Bul 2MP 4 in 1 IR 2.8mm | Released |  | 100 | No | 842571123005 | 2 | 5 | 9 | 5
Analog & Turbo | DS-2CE16D3T-IT3F 3.6mm | Outdoor IR Bullet, TurboHD 4.0, HD-TVI/AHD/HD-CVI/CVBS, 2MP, 3.6mm, 50m EXIR 2.0, Day/Night, True WDR, 3D DNR, Smart IR, IP67, 12 VDC | Out Bul 2MP 4 in 1 IR 3.6mm | Released |  | 100 | No | 842571123012 | 2 | 5 | 9 | 5
Analog & Turbo | DS-2CE16D3T-IT3F 6mm | Outdoor IR Bullet, TurboHD 4.0, HD-TVI/AHD/HD-CVI/CVBS, 2MP, 6mm, 50m EXIR 2.0, Day/Night, True WDR, 3D DNR, Smart IR, IP67, 12 VDC | Out Bul 2MP 4 in 1 IR 6mm | Released |  | 100 | No | 842571126907 | 2 | 5 | 10 | 5
Analog & Turbo | DS-2CE16D3T-ITF 2.8mm | Outdoor IR Bullet, TurboHD 4.0, HD-TVI/AHD/HD-CVI/CVBS, 2MP, 2.8mm, 30m EXIR 2.0, Day/Night, True WDR, 3D DNR, Smart IR, IP67, 12 VDC | Out Bul 2MP 4 in 1 IR 2.8mm | Released |  | 83 | No | 842571122961 | 1 | 3 | 6 | 4
Analog & Turbo | DS-2CE16D3T-ITF 3.6mm | Outdoor IR Bullet, TurboHD 4.0, HD-TVI/AHD/HD-CVI/CVBS, 2MP, 3.6mm, 30m EXIR 2.0, Day/Night, True WDR, 3D DNR, Smart IR, IP67, 12 VDC | Out Bul 2MP 4 in 1 IR 3.6mm | Released |  | 83 | No | 842571122978 | 1 | 3 | 6 | 4
Analog & Turbo | DS-2CE16D3T-ITF 6mm | Outdoor IR Bullet, TurboHD 4.0, HD-TVI/AHD/HD-CVI/CVBS, 2MP, 6mm, 30m EXIR 2.0, Day/Night, True WDR, 3D DNR, Smart IR, IP67, 12 VDC | Out Bul 2MP 4 in 1 IR 6mm | Released |  | 83 | No | 842571122985 | 1 | 3 | 6 | 4
Analog & Turbo | DS-2CE16D5T-AVFIT3 | Outdoor IR Bullet, HD1080p, 2.8-12mm, 50m EXIR, Day/Night, Smart IR, UTC Menu, IP66, 12VDC/ 24VAC | BLT 1080PTURB UTC 2.8-12 IR | EOL - Preparation | DS-2CC12D9T-AIT3ZE | 165 | No | 816783019036 | 3 | 6 | 15 | 6
Analog & Turbo | DS-2CE16D5T-IT3 12mm | Outdoor IR Bullet, HD1080p, 12mm, 40m EXIR, Day/Night, Smart IR, UTC Menu, IP66, 12 VDC | BLT 1080P TURB 12MM DN IR | EOL - Preparation | DS-2CC12D9T-AIT3ZE | 123 | No | 816783018992 | 1 | 5 | 9 | 5
Analog & Turbo | DS-2CE16D5T-IT3 2.8mm | Outdoor IR Bullet, HD1080p, 2.8mm, 40m EXIR, Day/Night, Smart IR, UTC Menu, IP66, 12 VDC | BLT 1080P TURB 2.8MM DN IR | EOL - Preparation | DS-2CC12D9T-IT3E 2.8mm | 123 | No | 816783018978 | 1 | 5 | 9 | 5
Analog & Turbo | DS-2CE16D5T-IT3 3.6mm | Outdoor IR Bullet, HD1080p, 3.6mm, 40m EXIR, Day/Night, Smart IR, UTC Menu, IP66, 12 VDC | BLT 1080P TURB 3.6MM DN IR | EOL - Preparation | DS-2CC12D9T-IT3E 3.6mm | 123 | No | 816783018589 | 2 | 5 | 9 | 5
Analog & Turbo | DS-2CE16D5T-IT3 6mm | Outdoor IR Bullet, HD1080p, 6mm, 40m EXIR, Day/Night, Smart IR, UTC Menu, IP66, 12 VDC | BLT 1080P TURB 6MM DN IR | EOL - Preparation | DS-2CC12D9T-IT3E 6mm | 123 | No | 816783018985 | 1 | 5 | 9 | 5
Analog & Turbo | DS-2CE16D7T-IT 2.8mm | Outdoor Bullet, 2MP HD-TVI , new EXIR, 2.8mm fixed lens | Out Blt 2MP TVI IR 2.8mm | Released |  | 125 | No | 813908026856 | 1 | 3 | 6 | 4
Analog & Turbo | DS-2CE16D7T-IT 3.6mm | Outdoor Bullet, 2MP HD-TVI , new EXIR, 3.6mm fixed lens | Out Blt 2MP TVI IR 3.6mm | Released |  | 125 | No | 813908026863 | 1 | 3 | 6 | 4
Analog & Turbo | DS-2CE16D7T-IT 6mm | Outdoor Bullet, 2MP HD-TVI , new EXIR, 6mm fixed lens | Out Blt 2MP TVI IR 6mm | Released |  | 125 | No | 813908026870 | 1 | 3 | 6 | 4
Analog & Turbo | DS-2CE16D7T-IT5 12mm | Outdoor Bullet, 2MP HD-TVI , new EXIR, 12mm fixed lens | Out Blt 2MP TVI IR 12mm | Released |  | 147 | No | 813908026818 | 1 | 5 | 9 | 5
Analog & Turbo | DS-2CE16D7T-IT5 6mm | Outdoor Bullet, 2MP HD-TVI , new EXIR, 6mm fixed lens | Out Blt 2MP TVI IR 6mm | Released |  | 147 | No | 813908026801 | 1 | 5 | 9 | 5
Analog & Turbo | DS-2CE16D8T-AIT3Z | Outdoor IR Bullet, TurboHD 4.0, HD-TVI, 2MP, 2.8mm-12mm, Ultra Low Light, 40m EXIR 2.0, Day/Night, True WDR, Smart IR, UTC Menu, IP67, 12 VDC | Out Bul 2MP TVI IR VF | EOL - Preparation | DS-2CE19D3T-AIT3ZF | 255 | No | 842571110630 | 2 | 5 | 10 | 5
Analog & Turbo | DS-2CE16D8T-IT 2.8mm | Outdoor IR Bullet, TurboHD 4.0, HD-TVI, 2MP, 2.8mm, Ultra Low Light, 20m EXIR 2.0, Day/Night, True WDR, Smart IR, IP67, 12 VDC | Out Tur 2MP TVI IR 2.8mm | EOL - Preparation | DS-2CE16D3T-I3F 2.8mm | 93 | No | 842571110500 | 2 | 4 | 5 | 5
Analog & Turbo | DS-2CE16D8T-IT 3.6mm | Outdoor IR Bullet, TurboHD 4.0, HD-TVI, 5MP, 6mm, 40m EXIR 2.0, Day/Night, True WDR, Smart IR, PoC, IP67, 12 VDC | Out Tur 2MP TVI IR 3.6mm | EOL - Preparation | DS-2CE16D3T-I3F 3.6mm | 93 | No | 842571110531 | 2 | 4 | 5 | 5
Analog & Turbo | DS-2CE16D8T-IT 6mm | Outdoor IR Bullet, TurboHD 4.0, HD-TVI, 2MP, 6mm, Ultra Low Light, 20m EXIR 2.0, Day/Night, True WDR, Smart IR, IP67, 12 VDC | Out Bul 2MP TVI IR 6mm | EOL - Preparation | DS-2CE16D3T-I3F 6mm | 93 | No | 842571110548 | 2 | 3 | 6 | 4
Analog & Turbo | DS-2CE16D8T-IT3 2.8mm | Outdoor IR Bullet, TurboHD 4.0, HD-TVI, 2MP, 2.8mm, Ultra Low Light, 40m EXIR 2.0, Day/Night, True WDR, Smart IR, UTC Menu, IP67, 12 VDC | Out Bul 2MP TVI IR 2.8MM | EOL - Preparation | DS-2CE16D3T-IT3F 2.8mm | 113 | No | 842571110555 | 2 | 5 | 10 | 5
Analog & Turbo | DS-2CE16D8T-IT3 3.6mm | Outdoor IR Bullet, TurboHD 4.0, HD-TVI, 2MP, 3.6mm, Ultra Low Light, 40m EXIR 2.0, Day/Night, True WDR, Smart IR, UTC Menu, IP67, 12 VDC | Out Bul 2MP TVI IR 3.6mm | EOL - Preparation | DS-2CE16D3T-IT3F 3.6mm | 113 | No | 842571110562 | 2 | 5 | 10 | 5
Analog & Turbo | DS-2CE16D8T-IT3 6mm | Outdoor IR Bullet, TurboHD 4.0, HD-TVI, 2MP, 6mm, Ultra Low Light, 40m EXIR 2.0, Day/Night, True WDR, Smart IR, UTC Menu, IP67, 12 VDC | Out Tur 2MP TVI IR 6mm | EOL - Preparation | DS-2CE16D3T-IT3F 6mm | 113 | No | 842571110579 | 2 | 4 | 5 | 5
Analog & Turbo | DS-2CE16D8T-IT3 8mm | Outdoor IR Bullet, TurboHD 4.0, HD-TVI, 2MP, 8mm, Ultra Low Light, 40m EXIR 2.0, Day/Night, True WDR, Smart IR, UTC Menu, IP67, 12 VDC | Out Bul 2MP TVI IR 8mm | EOL - Preparation | DS-2CE19D3T-AIT3ZF | 113 | No | 842571110586 | 2 | 5 | 10 | 5
Analog & Turbo | DS-2CE16D8T-IT5 12mm | Outdoor IR Dome, TurboHD 4.0, HD-TVI, 5MP, 12mm, 80m EXIR 2.0, Day/Night, True WDR, Smart IR, PoC, IP67, 12 VDC | Out Dom 2MP TVI IR 12mm | EOL - Preparation | DS-2CE19D3T-AIT3ZF | 128 | No | 842571110623 | 2 | 4 | 5 | 5
Analog & Turbo | DS-2CE16D8T-IT5 3.6mm | Outdoor IR Turret, TurboHD 4.0, HD-TVI, 5MP, 3.6mm, 80m EXIR 2.0, Day/Night, True WDR, Smart IR, PoC, IP67, 12 VDC | Out Tur 2MP TVI IR 3.6mm | EOL - Preparation | DS-2CE16D3T-IT3F 3.6mm | 128 | No | 842571110593 | 2 | 4 | 5 | 5
Analog & Turbo | DS-2CE16D8T-IT5 6mm | Outdoor IR Dome, TurboHD 4.0, HD-TVI, 5MP, 6mm, 80m EXIR 2.0, Day/Night, True WDR, Smart IR, PoC, IP67, 12 VDC | Out Dom 2MP TVI IR 6mm | EOL - Preparation | DS-2CE16D3T-IT3F 6mm | 128 | No | 842571110609 | 2 | 4 | 5 | 5
Analog & Turbo | DS-2CE16D8T-IT5 8mm | Outdoor IR Dome, TurboHD 4.0, HD-TVI, 5MP, 8mm, 80m EXIR 2.0, Day/Night, True WDR, Smart IR, PoC, IP67, 12 VDC | Out Dom 2MP TVI IR 8mm | EOL - Preparation | DS-2CE19D3T-AIT3ZF | 128 | No | 842571110616 | 2 | 4 | 5 | 5
Analog & Turbo | DS-2CE16D9T-AIRAZH | Outdoor IR Bullet, HD1080p, 5-50mm Motorized Zoom/Focus, xxm IR, Day/Night, True WDR, Smart IR, UTC Menu, IP66, Heater, 24VAC | BLT 1080P TVI 5-50MZ IR HTR | Released |  | 315 | No | 813908024333 | 3 | 6 | 15 | 6
Analog & Turbo | DS-2CE16F7T-IT 3.6mm | Outdoor Bullet, 3MP HD-TVI , new EXIR, 2.8mm 3.6mm 6mm fixed lens | Out Blt 3MP TVI IR 3.6mm | Released | DS-2CE16H8T-IT3F 3.6mm | 142 | No | 813908026894 | 1 | 3 | 6 | 4
Analog & Turbo | DS-2CE16F7T-IT 6mm | Outdoor Bullet, 3MP HD-TVI , new EXIR, 2.8mm 3.6mm 6mm fixed lens | Out Blt 3MP TVI IR 6mm | Released | DS-2CE19H8T-AIT3ZF | 142 | No | 813908026900 | 1 | 3 | 6 | 4
Analog & Turbo | DS-2CE16F7T-IT5 3.6mm | Outdoor Bullet, 3MP HD-TVI , new EXIR, 3.6mm fixed lens | Out Blt 2MP TVI IR 3.6 mm | Released | DS-2CE16H8T-IT3F 3.6mm | 175 | No | 813908026825 | 1 | 5 | 9 | 5
Analog & Turbo | DS-2CE16F7T-IT5 6mm | Outdoor Bullet, 3MP HD-TVI , new EXIR, 6mm fixed lens | Out Blt 2MP TVI IR 6 mm | Released | DS-2CE19H8T-AIT3ZF | 175 | No | 813908026832 | 1 | 5 | 9 | 5
Analog & Turbo | DS-2CE16H0T-AIT3ZF | Outdoor IR Bullet, TurboHD 4.0, HD-TVI/AHD/HD-CVI/CVBS, 5MP, 2.7-13.5mm Motorized Zoom/Focus, 40m EXIR 2.0, Day/Night, DWDR, Smart IR, IP67, 24VAC/12 VDC | OutBul 5MPTVI IR 2.7-13.5MV | Released |  | 228 | No | 842571119978 | 3 | 6 | 11 | 5
Analog & Turbo | DS-2CE16H0T-IT3F 12mm | Outdoor IR Bullet, TurboHD 4.0, HD-TVI/AHD/HD-CVI/CVBS, 5MP, 12mm, 40m EXIR 2.0, Day/Night, DWDR, Smart IR, IP67, 12 VDC | Out Bul 5MP TVI IR 12mm | EOL - Preparation |  | 115 | No | 842571113198 | 2 | 5 | 9 | 5
Analog & Turbo | DS-2CE16H0T-IT3F 2.8mm | Outdoor IR Bullet, TurboHD 4.0, HD-TVI/AHD/HD-CVI/CVBS, 5MP, 2.8mm, 40m EXIR 2.0, Day/Night, DWDR, Smart IR, IP67, 12 VDC | Out Bul 5MP TVI IR 2.8mm | Released |  | 115 | No | 842571113150 | 2 | 5 | 9 | 5
Analog & Turbo | DS-2CE16H0T-IT3F 3.6mm | Outdoor IR Bullet, TurboHD 4.0, HD-TVI/AHD/HD-CVI/CVBS, 5MP, 3.6mm, 40m EXIR 2.0, Day/Night, DWDR, Smart IR, IP67, 12 VDC | Out Bul 5MP TVI IR 3.6mm | Released |  | 115 | No | 842571113167 | 2 | 5 | 9 | 5
Analog & Turbo | DS-2CE16H0T-IT3F 6mm | Outdoor IR Bullet, TurboHD 4.0, HD-TVI/AHD/HD-CVI/CVBS, 5MP, 6mm, 40m EXIR 2.0, Day/Night, DWDR, Smart IR, IP67, 12 VDC | Out Bul 5MP TVI IR 6mm | Released |  | 115 | No | 842571113174 | 2 | 5 | 9 | 5
Analog & Turbo | DS-2CE16H0T-IT3F 8mm | Outdoor IR Bullet, TurboHD 4.0, HD-TVI/AHD/HD-CVI/CVBS, 5MP, 8mm, 40m EXIR 2.0, Day/Night, DWDR, Smart IR, IP67, 12 VDC | Out Bul 5MP TVI IR 8mm | EOL - Preparation |  | 115 | No | 842571113181 | 2 | 5 | 9 | 5
Analog & Turbo | DS-2CE16H0T-IT5F 12mm | Outdoor IR Bullet, TurboHD 4.0, HD-TVI/AHD/HD-CVI/CVBS, 5MP, 12mm, 80m EXIR 2.0, Day/Night, DWDR, Smart IR, IP67, 12 VDC | Out Bul 5MP TVI IR 12mm | Released |  | 130 | No | 842571113235 | 2 | 5 | 9 | 5
Analog & Turbo | DS-2CE16H0T-IT5F 3.6mm | Outdoor IR Bullet, TurboHD 4.0, HD-TVI/AHD/HD-CVI/CVBS, 5MP, 3.6mm, 80m EXIR 2.0, Day/Night, DWDR, Smart IR, IP67, 12 VDC | Out Bul 5MP TVI IR 3.6mm | Released |  | 130 | No | 842571113204 | 2 | 5 | 9 | 5
Analog & Turbo | DS-2CE16H0T-IT5F 6mm | Outdoor IR Bullet, TurboHD 4.0, HD-TVI/AHD/HD-CVI/CVBS, 5MP, 6mm, 80m EXIR 2.0, Day/Night, DWDR, Smart IR, IP67, 12 VDC | Out Bul 5MP TVI IR 6mm | Released |  | 130 | No | 842571113211 | 2 | 5 | 9 | 5
Analog & Turbo | DS-2CE16H0T-IT5F 8mm | Outdoor IR Bullet, TurboHD 4.0, HD-TVI/AHD/HD-CVI/CVBS, 5MP, 8mm, 80m EXIR 2.0, Day/Night, DWDR, Smart IR, IP67, 12 VDC | Out Bul 5MP TVI IR 8mm | EOL - Preparation |  | 130 | No | 842571113228 | 2 | 5 | 9 | 5
Analog & Turbo | DS-2CE16H0T-ITF 2.8mm | Outdoor IR Bullet, TurboHD 4.0, HD-TVI/AHD/HD-CVI/CVBS, 5MP, 2.8mm, 20m EXIR 2.0, Day/Night, DWDR, Smart IR, IP67, 12 VDC | Out Bul 5MP TVI IR 2.8mm | Released |  | 98 | No | 842571113129 | 2 | 4 | 6 | 4
Analog & Turbo | DS-2CE16H0T-ITF 3.6mm | Outdoor IR Bullet, TurboHD 4.0, HD-TVI/AHD/HD-CVI/CVBS, 5MP, 3.6mm, 20m EXIR 2.0, Day/Night, DWDR, Smart IR, IP67, 12 VDC | Out Bul 5MP TVI IR 3.6 | Released |  | 98 | No | 842571113136 | 2 | 4 | 6 | 4
Analog & Turbo | DS-2CE16H0T-ITF 6mm | Outdoor IR Bullet, TurboHD 4.0, HD-TVI/AHD/HD-CVI/CVBS, 5MP, 6mm, 20m EXIR 2.0, Day/Night, DWDR, Smart IR, IP67, 12 VDC | Out Bul 5MP TVI IR 6mm | Released |  | 98 | No | 842571113143 | 2 | 4 | 6 | 4
Analog & Turbo | DS-2CE16H1T-IT1 2.8mm | Outdoor IR Bullet, TurboHD 4.0, HD-TVI, 5MP, 2.8mm, 20m EXIR 2.0, Day/Night, True WDR, Smart IR, UTC Menu, IP67, 12 VDC | Out Bul 5MP TVI IR 2.8mm | Released |  | 147 | No | 842571104103 | 2 | 5 | 10 | 5
Analog & Turbo | DS-2CE16H1T-IT1 3.6mm | Outdoor IR Bullet, TurboHD 4.0, HD-TVI, 5MP, 3.6mm, 20m EXIR 2.0, Day/Night, True WDR, Smart IR, UTC Menu, IP67, 12 VDC | Out Bul 5MP TVI IR 3.6mm | Released |  | 147 | No | 842571104110 | 2 | 5 | 10 | 5
Analog & Turbo | DS-2CE16H1T-IT1 6mm | Outdoor IR Bullet, TurboHD 4.0, HD-TVI, 5MP, 6mm, 20m EXIR 2.0, Day/Night, True WDR, Smart IR, UTC Menu, IP67, 12 VDC | Out Bul 5MP TVI IR 6mm | Released |  | 147 | No | 842571104127 | 2 | 5 | 10 | 5
Analog & Turbo | DS-2CE16H1T-IT3 12mm | Outdoor IR Bullet, TurboHD 4.0, HD-TVI, 5MP, 12mm, 40m EXIR 2.0, Day/Night, True WDR, Smart IR, UTC Menu, IP67, 12 VDC | Out Bul 5MP TVI IR 12mm | Released |  | 156 | No | 842571104165 | 2 | 5 | 10 | 5
Analog & Turbo | DS-2CE16H1T-IT3 2.8mm | Outdoor IR Bullet, TurboHD 4.0, HD-TVI, 5MP, 2.8mm, 40m EXIR 2.0, Day/Night, True WDR, Smart IR, UTC Menu, IP67, 12 VDC | Out Tur 1MP TVI IR 2.8mm | EOL - Preparation | DS-2CE16H0T-IT3F 2.8mm | 156 | No | 842571104134 | 2 | 5 | 10 | 5
Analog & Turbo | DS-2CE16H1T-IT3 3.6mm | Outdoor IR Bullet, TurboHD 4.0, HD-TVI, 5MP, 3.6mm, 40m EXIR 2.0, Day/Night, True WDR, Smart IR, UTC Menu, IP67, 12 VDC | Out Bul 5MP TVI IR 3.6mm | Released |  | 156 | No | 842571104141 | 2 | 5 | 10 | 5
Analog & Turbo | DS-2CE16H1T-IT5 12mm | Outdoor IR Bullet, TurboHD 4.0, HD-TVI, 5MP, 12mm, 80m EXIR 2.0, Day/Night, True WDR, Smart IR, UTC Menu, IP67, 12 VDC | Out Bul 5MP TVI IR 12mm | Released |  | 173 | No | 842571104196 | 2 | 5 | 10 | 5
Analog & Turbo | DS-2CE16H1T-IT5 3.6mm | Outdoor IR Bullet, TurboHD 4.0, HD-TVI, 5MP, 3.6mm, 80m EXIR 2.0, Day/Night, True WDR, Smart IR, UTC Menu, IP67, 12 VDC | Out Bul 5MP TVI IR 3.6mm | Released |  | 173 | No | 842571104172 | 2 | 5 | 10 | 5
Analog & Turbo | DS-2CE16H1T-IT5 6mm | Outdoor IR Bullet, TurboHD 4.0, HD-TVI, 5MP, 6mm, 80m EXIR 2.0, Day/Night, True WDR, Smart IR, UTC Menu, IP67, 12 VDC | Out Bul 5MP TVI IR 6mm | Released |  | 173 | No | 842571104189 | 2 | 5 | 10 | 5
Analog & Turbo | DS-2CE16H5T-IT3E 2.8mm | Outdoor IR Bullet, TurboHD 4.0, HD-TVI, 5MP, 2.8mm, 40m EXIR 2.0, Day/Night, True WDR, Smart IR, PoC, UTC Menu, IP67, 12 VDC | Out Bul 5MP TVI IR 2.8mm | Released |  | 245 | No | 842571110678 | 2 | 5 | 10 | 5
Analog & Turbo | DS-2CE16H5T-IT3E 3.6mm | Outdoor IR Bullet, TurboHD 4.0, HD-TVI, 5MP, 3.6mm, 40m EXIR 2.0, Day/Night, True WDR, Smart IR, PoC, UTC Menu, IP67, 12 VDC | Out Bul 5MP TVI IR 3.6mm | Released |  | 245 | No | 842571110685 | 2 | 5 | 10 | 5
Analog & Turbo | DS-2CE16H5T-IT3E 6mm | Outdoor IR Bullet, TurboHD 4.0, HD-TVI, 5MP, 6mm, 40m EXIR 2.0, Day/Night, True WDR, Smart IR, PoC, UTC Menu, IP67, 12 VDC | Out Bul 5MP TVI IR 6mm | Released |  | 245 | No | 842571110692 | 2 | 5 | 10 | 5
Analog & Turbo | DS-2CE16H5T-IT3E 8mm | Outdoor IR Bullet, TurboHD 4.0, HD-TVI, 5MP, 8mm, 40m EXIR 2.0, Day/Night, True WDR, Smart IR, UTC Menu, PoC, IP67, 12 VDC | Out Bul 5MP TVI IR 8mm | Released |  | 245 | No | 842571110708 | 2 | 5 | 10 | 5
Analog & Turbo | DS-2CE16H5T-IT5E 12mm | Outdoor IR Bullet, TurboHD 4.0, HD-TVI, 5MP, 3.6mm, 80m EXIR 2.0, Day/Night, True WDR, Smart IR, PoC, UTC Menu, IP67, 12 VDC | Out Bul 5MP TVI IR 3.6mm | Released |  | 275 | No | 842571110753 | 2 | 5 | 10 | 5
Analog & Turbo | DS-2CE16H5T-IT5E 3.6mm | Outdoor IR Bullet, TurboHD 4.0, HD-TVI, 5MP, 3.6mm, 80m EXIR 2.0, Day/Night, True WDR, Smart IR, PoC, UTC Menu, IP67, 12 VDC | Out Bul 5MP TVI IR 3.6mm | Released |  | 275 | No | 842571110722 | 2 | 5 | 10 | 5
Analog & Turbo | DS-2CE16H5T-IT5E 6mm | Outdoor IR Bullet, TurboHD 4.0, HD-TVI, 5MP, 6mm, 80m EXIR 2.0, Day/Night, True WDR, Smart IR, PoC, UTC Menu, IP67, 12 VDC | Out Bul 5MP TVI IR 6mm | Released |  | 275 | No | 842571110739 | 2 | 5 | 10 | 5
Analog & Turbo | DS-2CE16H5T-IT5E 8mm | Outdoor IR Bullet, TurboHD 4.0, HD-TVI, 5MP, 8mm, 80m EXIR 2.0, Day/Night, True WDR, Smart IR, PoC, UTC Menu, IP67, 12 VDC | Out Bul 5MP TVI IR 8mm | Released |  | 275 | No | 842571110746 | 2 | 5 | 10 | 5
Analog & Turbo | DS-2CE16H5T-ITE 2.8mm | Outdoor IR Bullet, TurboHD 4.0, HD-TVI, 5MP, 2.8mm, 20m EXIR 2.0, Day/Night, True WDR, Smart IR, PoC, IP67, 12 VDC | Out Bul 5MP TVI IR 2.8mm | Released |  | 226 | No | 842571110647 | 2 | 3 | 6 | 4
Analog & Turbo | DS-2CE16H5T-ITE 3.6mm | Outdoor IR Bullet, TurboHD 4.0, HD-TVI, 5MP, 3.6mm, 20m EXIR 2.0, Day/Night, True WDR, Smart IR, PoC, IP67, 12 VDC | Out Bul 5MP TVI IR 3.6mm | Released |  | 226 | No | 842571110654 | 2 | 3 | 6 | 4
Analog & Turbo | DS-2CE16H5T-ITE 6mm | Outdoor IR Bullet, TurboHD 4.0, HD-TVI, 5MP, 6mm, 20m EXIR 2.0, Day/Night, True WDR, Smart IR, PoC, IP67, 12 VDC | Out Bul 5MP TVI IR 6mm | Released |  | 226 | No | 842571110661 | 2 | 3 | 6 | 4
Analog & Turbo | DS-2CE16H8T-IT3F 2.8mm | Outdoor EXIR Bullet 5MP, 60m IR, ICR, 0.003 Lux/F1.2, 12VDC, Smart IR, 130dB True WDR,3D DNR, IP67, 2.8mm Lens Support TVI/AHD/CVI/CVBS video signal output | OUT BUL 5MP 2.8MM F1.2 IP67 | Released |  | 180 | No | 842571128734 | 2 | 5 | 9 | 5
Analog & Turbo | DS-2CE16H8T-IT3F 3.6mm | Outdoor EXIR Bullet 5MP, 60m IR, ICR, 0.003 Lux/F1.2, 12VDC, Smart IR, 130dB True WDR,3D DNR, IP67, 3.6mm Lens Support TVI/AHD/CVI/CVBS video signal output | OUT BUL 5MP 3.6MM F1.2 IP67 | Released |  | 180 | No | 842571122244 | 2 | 5 | 9 | 5
Analog & Turbo | DS-2CE16U1T-IT3F 2.8mm | Outdoor Bullet, 8MP,/4K EXIR, 60m IR, 0.01 Lux/F1.2, 12VDC, Smart IR,DNR, IP67,2.8mm Lens?Support TVI/AHD/CVI/CVBS video signal output | OutBul 8MP/4K TVI IR IP67 | Released |  | 207 | No | 842571121186 | 2 | 5 | 9 | 5
Analog & Turbo | DS-2CE16U1T-IT3F 6mm | Outdoor Bullet, 8MP,/4K EXIR, 60m IR, 0.01 Lux/F1.2, 12VDC, Smart IR,DNR, IP67,6mm Lens?Support TVI/AHD/CVI/CVBS video signal output | OutBul 8MP/4K TVI IR IP67 | Released |  | 207 | No | 842571126983 | 2 | 5 | 9 | 5
Analog & Turbo | DS-2CE16U1T-ITF 2.8mm | Outdoor Bullet, 8MP,/4K EXIR, 30m IR, 0.01 Lux/F1.2, 12VDC, Smart IR,DNR, IP67, 2.8mm Lens?Support TVI/AHD/CVI/CVBS video signal output | OutBul 8MP/4K TVI IR IP67 | Released |  | 170 | No | 842571121162 | 1 | 4 | 6 | 4
Analog & Turbo | DS-2CE16U1T-ITF 6mm | Outdoor Bullet, 8MP,/4K EXIR, 30m IR, 0.01 Lux/F1.2, 12VDC, Smart IR,DNR, IP67, 6mm Lens?Support TVI/AHD/CVI/CVBS video signal output | OutBul 8MP/4K TVI IR IP67 | Released |  | 170 | No | 842571126976 | 1 | 4 | 6 | 4
Analog & Turbo | DS-2CE17U8T-IT 2.8mm | Outdoor IR Bullet, TurboHD 4.0, HD-TVI, 8MP, 2.8mm, 40m EXIR 2.0, True Day/Night, True WDR, Smart IR, IP67, 12 VDC | Out Bul 8MP TVI IR 2.8mm | Released |  | 304 | No | 842571115321 | 2 | 3 | 6 | 4
Analog & Turbo | DS-2CE17U8T-IT 3.6mm | Outdoor IR Bullet, TurboHD 4.0, HD-TVI, 8MP, 3.6mm, 40m EXIR 2.0, Day/Night, True WDR, Smart IR, IP67, 12 VDC | Out Bul 8MP TVI IR 3.6mm | Released |  | 304 | No | 842571115338 | 2 | 3 | 6 | 4
Analog & Turbo | DS-2CE17U8T-IT 6mm | Outdoor IR Bullet, TurboHD 4.0, HD-TVI, 8MP, 6mm, 40m EXIR 2.0, True Day/Night, True WDR, Smart IR, IP67, 12 VDC | Out Bul 8MP TVI IR 6mm | Released |  | 304 | No | 842571115345 | 2 | 3 | 6 | 4
Analog & Turbo | DS-2CE18U8T-IT3 2.8mm | Outdoor IR Bullet, TurboHD 4.0, HD-TVI, 8MP, 2.8mm, 60m EXIR 2.0, True Day/Night, True WDR, Smart IR, UTC Menu, IP67, 12 VDC | Out Bul 8MP TVI IR 2.8mm | Released |  | 326 | No | 842571115352 | 2 | 5 | 9 | 5
Analog & Turbo | DS-2CE18U8T-IT3 3.6mm | Outdoor IR Bullet, TurboHD 4.0, HD-TVI, 8MP, 3.6mm, 60m EXIR 2.0, True Day/Night, True WDR, Smart IR, UTC Menu, IP67, 12 VDC | Out Bul 8MP TVI IR 3.6mm | Released |  | 326 | No | 842571115369 | 2 | 5 | 9 | 5
Analog & Turbo | DS-2CE18U8T-IT3 6mm | Outdoor IR Bullet, TurboHD 4.0, HD-TVI, 8MP, 6mm, 60m EXIR 2.0, True Day/Night, True WDR, Smart IR, UTC Menu, IP67, 12 VDC | Out Bul 8MP TVI IR 6mm | Released |  | 326 | No | 842571115376 | 2 | 5 | 9 | 5
Analog & Turbo | DS-2CE19D3T-AIT3ZF | Outdoor IR Bullet, TurboHD 4.0, HD-TVI/AHD/HD-CVI/CVBS, 2MP, 2.7-13.5mm Motorized Zoom/Focus, Auto Focus, 70m EXIR 2.0, Day/Night, True WDR, 3D DNR, Smart IR, IP67, 24VAC/12 VDC | Out Bul 2MP 4in1 IR2.7-13MVF | Released |  | 167 | No | 842571122992 | 3 | 5 | 11 | 5
Analog & Turbo | DS-2CE19H8T-AIT3ZF | Outdoor IR Bullet, 5MP EXIR, 80m IR, Auto Focus, 0.003 Lux/F1.2,12 VDC/AC24V, 130dB True WDR,3D DNR, IP67, 2.7-13.5mm Motorized Vari-focal Lens?Support TVI/AHD/CVI/CVBS video signal out | OutBul 5MP TVI IR2.7-13.5MV | Released |  | 317 | No | 842571122268 | 3 | 5 | 11 | 5
Analog & Turbo | DS-2CE19U1T-AIT3ZF | Outdoor Bullet 8MP(4K) EXIR, 80m IR, Auto Focus, 0.01 Lux/F1.2,12 VDC/AC24V, Smart IR,DNR,OSD Menu(Up the Coax), IP67, 2.7-13.5mm Motorized Vari-focal Lens?Support TVI/AHD/CVI/CVBS | OutBul VF TVI 8MP | Released |  | 361 | No | 842571121223 | 3 | 5 | 11 | 5
Analog & Turbo | DS-2CE19U8T-AIT3Z | Outdoor IR Bullet, TurboHD 4.0, HD-TVI, 8MP, 2.8-12mm Motorized Zoom/Focus, 80m EXIR 2.0, Day/Night, True WDR, Smart IR, Dual Output, UTC Menu, IP67, 12VDC/ 24VAC | Out Bul 8MP TVI IR 2.8-12 MVF | Released |  | 467 | No | 842571115307 | 3 | 5 | 11 | 5
Analog & Turbo | DS-2CE37U8T-A | Box Camera, TurboHD 4.0, HD-TVI, 8MP, Ultra Low Light, Day/Night, True WDR, AWB, Alarm/RS-485, 24VAC/12VDC | Box 8MP TVI IR C/CS-Mount | Released |  | 326 | No | 842571115314 | 2 | 4 | 7 | 4
Analog & Turbo | DS-2CE38D8T-PIR 2.8mm | Indoor Cube, TurboHD 4.0, HD-TVI, 2MP, 2.8mm, PIR Alarm, Audio-Mic, Ultra Low Light, 20m EXIR 2.0, Day/Night, True WDR, Smart IR, 12 VDC | Ind Cube 2MP TVI IR 2.8mm | Released |  | 163 | No | 842571117110 | 1 | 6 | 6 | 6
Analog & Turbo | DS-2CE38D8T-PIR 3.6mm | Indoor Cube, TurboHD 4.0, HD-TVI, 2MP, 3.6mm, PIR Alarm, Audio-Mic, Ultra Low Light, 20m EXIR 2.0, Day/Night, True WDR, Smart IR, 12 VDC | Ind Cube 2MP TVI IR 2.8mm | Released |  | 163 | No | 842571117127 | 1 | 6 | 6 | 6
Analog & Turbo | DS-2CE56C2T-IRM 2.8mm | Outdoor IR Turret, HD720p, 2.8mm, 20m IR, Day/Night, Smart IR, IP66, 12 VDC | TUR 720P TURBO 2.8MM DN IR | EOL - Preparation | ECT-T12F2 | 74 | No | 816783018251 | 1 | 3 | 4 | 4
Analog & Turbo | DS-2CE56C2T-IRM 3.6mm | Outdoor IR Turret, HD720p, 3.6mm, 20m IR, Day/Night, Smart IR, IP66, 12 VDC | TUR 720P TURBO 3.6MM DN IR | EOL - Preparation | ECT-T12F3 | 74 | No | 816783018268 | 1 | 3 | 4 | 4
Analog & Turbo | DS-2CE56C2T-IRM 6mm | Outdoor IR Turret, HD720p, 6mm, 20m IR, Day/Night, Smart IR, IP66, 12 VDC | TUR 720P TURBO 6MM DN IR | EOL - Preparation | ECT-T12F6 | 74 | No | 816783018909 | 1 | 3 | 4 | 4
Analog & Turbo | DS-2CE56C5T-IT1 3.6mm | Outdoor IR Turret, HD720p, 3.6mm, 20m EXIR, Day/Night, Smart IR, UTC Menu, IP66, 12 VDC | TUR720P TURB UTC 3.6MM DN IR | EOL - Preparation | ECT-T12F3 | 93 | No | 816783018305 | 1 | 4 | 5 | 5
Analog & Turbo | DS-2CE56C5T-IT1 6mm | Outdoor IR Turret, HD720p, 6mm, 20m EXIR, Day/Night, Smart IR, UTC Menu, IP66, 12 VDC | TUR 720P TURB UTC 6MM DN IR | EOL - Preparation | ECT-T12F6 | 93 | No | 816783018947 | 1 | 4 | 5 | 5
Analog & Turbo | DS-2CE56C5T-IT1 8mm | Outdoor IR Turret, HD720p,8mm, 20m EXIR, Day/Night, Smart IR, UTC Menu, IP66, 12 VDC | TUR 720P TURB UTC 8MM DN IR | EOL - Preparation | ECT-T12F6 | 93 | No | 816783018954 | 1 | 4 | 5 | 5
Analog & Turbo | DS-2CE56C5T-VFIT3 | Outdoor IR Turret, HD720p, 2.8-12mm, 50m EXIR, Day/Night, Smart IR, UTC Menu, IP66, 12 VDC | TUR 720P TURB UTC 2.8-12 IR | EOL - Preparation | ECT-T32V2 | 133 | No | 816783018961 | 1 | 6 | 7 | 7
Analog & Turbo | DS-2CE56D1T-AVFIR | Indoor IR Dome, HD1080p, 2.8-12mm, 30m IR, Day/Night, DWDR, Smart IR, UTC Menu, IP66, 12VDC/ 24VAC | DM IND1080P TVI 2.8-12DN IR | EOL - Preparation | DS-2CE56D8T-AITZ | 153 | No | 813908020663 | 1 | 6 | 7 | 7
Analog & Turbo | DS-2CE56D1T-AVFIRB | Indoor IR Dome, HD1080p, 2.8-12mm, 30m IR, Day/Night, BLC, Smart IR, UTC Menu, IP66, 12VDC/ 24VAC, Black Finish | DMIND1080P TVI 2.8-12 DN BLK | EOL - Preparation | DS-2CE56D8T-AVPIT3ZB | 153 | No | 813908028058 | 1 | 6 | 7 | 7
Analog & Turbo | DS-2CE56D1T-AVPIR3B | Outdoor IR Dome, HD1080p, 2.8-12mm, 40m IR, Day/Night, BLC, Smart IR, UTC Menu, IP66, 12VDC/ 24VAC, Black Finish | DMOUT 1080P TVI 2.8-12DN BLK | EOL - Preparation | DS-2CE56D8T-AVPIT3ZB | 179 | No | 813908028102 | 3 | 7 | 10 | 8
Analog & Turbo | DS-2CE56D1T-IRM 3.6mm | Outdoor IR Turret HD1080p, 3.6mm, 20m IR, Day/Night, Smart IR, IP66, 12 VDC | TUR 1080P TURB 3.6MM DN IR | EOL - Preparation | DS-2CE76D3T-ITMF 3.6mm | 105 | No | 813908020922 | 1 | 3 | 4 | 4
Analog & Turbo | DS-2CE56D1T-IRM 6mm | Outdoor IR Turret, HD1080p, 6mm, 20m IR, Day/Night, DWDR, Smart IR, IP66, 12 VDC | TUR 1080P TURB 6MM DN IR | EOL - Preparation | DS-2CE76D3T-ITMF 6mm | 105 | No | 813908024807 | 1 | 3 | 4 | 4
Analog & Turbo | DS-2CE56D1T-IRMB 2.8mm | Outdoor IR Turret, HD1080p, 2.8mm, 20m IR, Day/Night, BLC, Smart IR, IP66, 12 VDC, Black Finish | TUR1080P TVI 2.8MMDN IR BLK | EOL - Preparation | DS-2CE56D8T-ITMB 2.8mm | 105 | No | 813908028119 | 1 | 3 | 4 | 4
Analog & Turbo | DS-2CE56D1T-IRMB 3.6mm | Outdoor IR Turret, HD1080p, 2.8mm, 20m IR, Day/Night, BLC, Smart IR, IP66, 12 VDC, Black Finish | TUR 2MP TVI 3.6MM DN IR BLK | Released | DS-2CE56D8T-ITMB 3.6mm | 105 | No | 813908028126 | 1 | 3 | 4 | 4
Analog & Turbo | DS-2CE56D1T-IRMB 6mm | Outdoor IR Turret, HD1080p, 6mm, 20m IR, Day/Night, BLC, Smart IR, IP66, 12 VDC, Black Finish | TUR 1080P TVI 6MM DN IR BLK | EOL - Preparation | DS-2CE56D8T-ITMB 6mm | 105 | No | 813908028133 | 1 | 3 | 4 | 4
Analog & Turbo | DS-2CE56D1T-IT1 2.8mm | Outdoor IR Turret, HD1080p, 2.8mm, 20m EXIR, Day/Night, DWDR, Smart IR, IP66, 12 VDC | TUR 1080P TVI 2.8MM DN EXIR | EOL - Preparation | DS-2CE76D3T-ITMF 2.8mm | 120 | No | 813908020434 | 1 | 4 | 5 | 5
Analog & Turbo | DS-2CE56D1T-IT1 3.6mm | Outdoor IR Turret, HD1080p, 3.6mm, 20m EXIR, Day/Night, DWDR, Smart IR, IP66, 12 VDC | TUR 1080P TVI 3.6MM DN EXIR | Released |  | 120 | No | 813908025316 | 1 | 4 | 5 | 5
Analog & Turbo | DS-2CE56D1T-IT1 6mm | Outdoor IR Turret, HD1080p, 6mm, 20m EXIR, Day/Night, DWDR, Smart IR, IP66, 12 VDC | TUR 1080P TVI 6MM DN EXIR | EOL - Preparation | DS-2CE56D8T-ITM 6mm | 120 | No | 813908025323 | 1 | 4 | 5 | 5
Analog & Turbo | DS-2CE56D1T-VPIRB 3.6mm | Outdoor IR Dome HD1080p, 2.8mm, 20m IR, Day/Night, BLC, Smart IR, IP66, 12 VDC, Black Finish |  | Released |  | 120 | No | 813908028034 | 1 | 4 | 5 | 5
Analog & Turbo | DS-2CE56D1T-VPIRB 6mm | Outdoor IR Dome HD1080p, 2.8mm, 20m IR, Day/Night, BLC, Smart IR, IP66, 12 VDC, Black Finish | DM OUT 1080P TURB 6MM DN BLK | EOL - Preparation | DS-2CE56D8T-VPITB 6mm | 120 | No | 813908028041 | 1 | 4 | 5 | 5
Analog & Turbo | DS-2CE56D5T-AIRZ | Indoor IR Dome, HD1080p, 2.8-12mm Motorized Zoom/Focus, 30m IR Day/Night, True WDR, Smart IR, UTC Menu, 24VAC/12VDC | DM IND 1080P TVI 2.8-12MZ IR | EOL - Preparation | DS-2CC52D9T-AITZE | 166 | No | 813908024388 | 1 | 6 | 7 | 7
Analog & Turbo | DS-2CE56D5T-AVFIR | Indoor IR Dome, HD1080p, 2.8-12mm, 30m IR Day/Night, True WDR, Smart IR, UTC Menu, 24VAC/12VDC | DOME IND1080P TURB 2.8-12 IR | EOL - Preparation | DS-2CC52D9T-AITZE | 150 | No | 813908020885 | 1 | 6 | 7 | 7
Analog & Turbo | DS-2CE56D5T-AVFIRB | Indoor IR Dome, HD1080p, 2.8-12mm, 30m IR Day/Night, True WDR, Smart IR, UTC Menu, 24VAC/12VDC, Black Finish | DMIND 1080P DUL2.8-12 DN BLK | EOL - Preparation | DS-2CE56D8T-AVPIT3ZB | 150 | No | 813908028072 | 1 | 6 | 7 | 7
Analog & Turbo | DS-2CE56D5T-AVPIR3B | Outdoor IR Dome, HD1080p, 2.8-12mm, 40m IR Day/Night, True WDR, Smart IR, UTC Menu, IP66, 24VAC/12VDC, Black Finish | DMOUT1080P DUL 2.8-12 DN BLK | EOL - Preparation | DS-2CE56D8T-AVPIT3ZB | 165 | No | 813908028065 | 3 | 7 | 10 | 9
Analog & Turbo | DS-2CE56D5T-AVPIR3ZH | Outdoor IR Dome, HD1080p, 2.8-12mm Motorized Zoom/Focus, 40m IR Day/Night, True WDR, Smart IR, UTC Menu, IP66, Heater, 24VAC | DM OUT 1080P TVI 2.8-12MZ IR | Released | DS-2CC52D9T-AVPIT3ZE | 189 | No | 813908024395 | 2 | 7 | 10 | 8
Analog & Turbo | DS-2CE56D5T-IT3 12mm | Outdoor IR Turret, HD1080p, 12mm, 40m EXIR, Day/Night, Smart IR, UTC Menu, IP66, 12 VDC | TUR 1080P TURB 12MM DN IR | EOL - Preparation | DS-2CE56D8T-IT3 12mm | 150 | No | 816783019029 | 1 | 4 | 5 | 5
Analog & Turbo | DS-2CE56D5T-IT3 2.8mm | Outdoor IR Turret, HD1080p, 2.8mm, 40m EXIR, Day/Night, Smart IR, UTC Menu, IP66, 12 VDC | TUR 1080P TURB 2.8MM DN IR | EOL - Preparation | DS-2CC52D9T-IT3E 2.8mm | 150 | No | 816783019005 | 1 | 4 | 5 | 5
Analog & Turbo | DS-2CE56D5T-IT3 3.6mm | Outdoor IR Turret, HD1080p, 3.6mm, 40m EXIR, Day/Night, Smart IR, UTC Menu, IP66, 12 VDC | TUR 1080P TURB 3.6MM DN IR | EOL - Preparation | DS-2CC52D9T-IT3E 3.6mm | 150 | No | 816783018596 | 2 | 4 | 5 | 5
Analog & Turbo | DS-2CE56D5T-IT3 6mm | Outdoor IR Turret, HD1080p, 6mm, 40m EXIR, Day/Night, Smart IR, UTC Menu, IP66, 12 VDC | TUR 1080P TURB 6MM DN IR | EOL - Preparation | DS-2CC52D9T-IT3E 6mm | 150 | No | 816783019012 | 1 | 4 | 5 | 5
Analog & Turbo | DS-2CE56D5T-IT3B 12mm | Outdoor IR Turret, HD1080p, 2.8mm, 40m EXIR, Day/Night, True WDR, Smart IR, UTC Menu, IP66, 12 VDC, Black Finish |  | EOL - Preparation | (N/A) | 150 | No | 813908028690 | 2 | 5 | 6 | 6
Analog & Turbo | DS-2CE56D5T-IT3B 2.8mm | Outdoor IR Turret, HD1080p, 2.8mm, 40m EXIR, Day/Night, True WDR, Smart IR, UTC Menu, IP66, 12 VDC, Black Finish |  | EOL - Preparation | DS-2CE56D8T-ITMB 2.8mm | 150 | No | 813908028089 | 1 | 4 | 5 | 5
Analog & Turbo | DS-2CE56D5T-IT3B 3.6mm | Outdoor IR Turret, HD1080p, 2.8mm, 40m EXIR, Day/Night, True WDR, Smart IR, UTC Menu, IP66, 12 VDC, Black Finish |  | EOL - Preparation | DS-2CE56D8T-ITMB 3.6mm | 150 | No | 813908028096 | 1 | 5 | 6 | 6
Analog & Turbo | DS-2CE56D5T-IT3B 6mm | Outdoor IR Turret, HD1080p, 2.8mm, 40m EXIR, Day/Night, True WDR, Smart IR, UTC Menu, IP66, 12 VDC, Black Finish |  | EOL - Preparation | DS-2CE56D8T-ITMB 6mm | 150 | No | 813908028683 | 2 | 5 | 6 | 6
Analog & Turbo | DS-2CE56D5T-VFIT3 | Outdoor IR Turret, HD1080p, 2.8-12mm, 50m EXIR, Day/Night, Smart IR, UTC Menu, IP66, 12VDC | TUR1080P TURB UTC 2.8-12 IR | EOL - Preparation | DS-2CC52D9T-AVPIT3ZE | 165 | No | 816783019043 | 1 | 6 | 7 | 7
Analog & Turbo | DS-2CE56D7T-AITZ | Outdoor Dome, 2MP HD-TVI , new EXIR, motorized 2.8-12mm VF lens | Ind Dom 2MP TVI IR 2.8-12 | Released |  | 190 | No | 813908025828 | 1 | 6 | 7 | 7
Analog & Turbo | DS-2CE56D7T-AVPIT3Z | Outdoor Dome, 2MP HD-TVI , new EXIR, motorized 2.8-12mm VF lens | Out Dom 2MP TVI IR 2.8-12 VP | Released |  | 208 | No | 813908026955 | 3 | 4 | 10 | 8
Analog & Turbo | DS-2CE56D7T-IT3 3.6mm | Outdoor Turret, 2MP HD-TVI , new EXIR, 3.6mm, fixed lens | Out Tur 2MP TVI IR 3.6mm | Released |  | 125 | No | 813908026931 | 1 | 4 | 5 | 5
Analog & Turbo | DS-2CE56D7T-IT3 6mm | Outdoor Turret, 2MP HD-TVI , new EXIR, 6mm, fixed lens | Out Tur 2MP TVI IR 6mm | Released |  | 125 | No | 813908026948 | 1 | 4 | 5 | 5
Analog & Turbo | DS-2CE56D7T-ITM 2.8mm | Outdoor Turret, 2MP HD-TVI , new EXIR, 2.8mm fixed lens | Out Tur 2MP TVI IR 2.8 mm | Released |  | 125 | No | 813908025859 | 1 | 3 | 4 | 4
Analog & Turbo | DS-2CE56D7T-ITM 3.6mm | Outdoor Turret, 2MP HD-TVI , new EXIR, 3.6mm fixed lens | Out Tur 2MP TVI IR 3.6 mm | Released |  | 125 | No | 813908026917 | 1 | 3 | 4 | 4
Analog & Turbo | DS-2CE56D7T-VPIT 3.6mm | Outdoor Dome, 2MP HD-TVI , new EXIR, 3.6mm fixed lens | Out Dom 2MP TVI IR 3.6mm | Released |  | 136 | No | 813908027082 | 1 | 4 | 5 | 5
Analog & Turbo | DS-2CE56D7T-VPIT 6mm | Outdoor Dome, 2MP HD-TVI , new EXIR, 6mm fixed lens | Out Dom 2MP TVI IR 6mm | Released |  | 136 | No | 813908027099 | 1 | 4 | 5 | 5
Analog & Turbo | DS-2CE56D8T-AITZ | Indoor IR Dome, TurboHD 4.0, HD-TVI, 2MP, 2.8-12mm Motorized Zoom/Focus, Ultra Low Light, 20m EXIR 2.0, Day/Night, True WDR, Smart IR, UTC Menu, IP50, 24VAC/12VDC | Ind Dm 2MP TVI IR 2.8-12 MVF | EOL - Preparation | DS-2CE5AD3T-AVPIT3ZF | 161 | No | 842571110883 | 2 | 6 | 7 | 7
Analog & Turbo | DS-2CE56D8T-AVPIT3ZF | Outdoor IR Dome, TurboHD 4.0, HD-TVI, 2MP, 2.8-12mm Motorized Zoom/Focus, Ultra Low Light, 40m EXIR 2.0, Day/Night, True WDR, Smart IR, UTC Menu, IP67, 24VAC/12VDC, 4 in one Signal output | Out Dm 2MP TVI IR 2.8-12 MVF | Released |  | 185 | No | 842571128703 | 4 | 7 | 10 | 8
Analog & Turbo | DS-2CE56D8T-IT3 12mm | Outdoor IR Turret, TurboHD 4.0, HD-TVI, 2MP, 12mm, Ultra Low Light, 40m EXIR 2.0, Day/Night, True WDR, Smart IR, IP67, 12 VDC | Out Tur 2MP TVI IR 12mm | EOL - Preparation | DS-2CE79D3T-IT3ZF | 128 | No | 842571110838 | 1 | 5 | 6 | 5
Analog & Turbo | DS-2CE56D8T-IT3 2.8mm | Outdoor IR Turret, TurboHD 4.0, HD-TVI, 2MP, 2.8mm, Ultra Low Light, 40m EXIR 2.0, Day/Night, True WDR, Smart IR, IP67, 12 VDC | Out Tur 2MP TVI IR 2.8mm | EOL - Preparation | DS-2CE78D3T-IT3F 2.8mm | 128 | No | 842571110791 | 1 | 5 | 6 | 5
Analog & Turbo | DS-2CE56D8T-IT3 3.6mm | Outdoor IR Turret, TurboHD 4.0, HD-TVI, 2MP, 3.6mm, Ultra Low Light, 40m EXIR 2.0, Day/Night, True WDR, Smart IR, IP67, 12 VDC | Out Tur 2MP TVI IR 3.6mm | EOL - Preparation | DS-2CE78D3T-IT3F 3.6mm | 128 | No | 842571110807 | 1 | 5 | 6 | 5
Analog & Turbo | DS-2CE56D8T-IT3 6mm | Outdoor IR Turret, TurboHD 4.0, HD-TVI, 2MP, 6mm, Ultra Low Light, 40m EXIR 2.0, Day/Night, True WDR, Smart IR, IP67, 12 VDC | Out Tur 2MP TVI IR 6mm | EOL - Preparation | DS-2CE78D3T-IT3F 6mm | 128 | No | 842571110814 | 1 | 5 | 6 | 5
Analog & Turbo | DS-2CE56D8T-IT3 8mm | Outdoor IR Turret, TurboHD 4.0, HD-TVI, 2MP, 8mm, Ultra Low Light, 40m EXIR 2.0, Day/Night, True WDR, Smart IR, IP67, 12 VDC | Out Tur 2MP TVI IR 8mm | EOL - Preparation | DS-2CE79D3T-IT3ZF | 128 | No | 842571110821 | 1 | 5 | 6 | 5
Analog & Turbo | DS-2CE56D8T-IT3Z | Outdoor IR Turret, TurboHD 4.0, HD-TVI, 2MP, 2.8-12mm Motorized Zoom/Focus, Ultra Low Light, 40m EXIR 2.0, Day/Night, True WDR, Smart IR, UTC Menu, IP67, 12 VDC | Out Tr 2MP TVI IR 2.8-12 MVF | EOL - Preparation | DS-2CE79D3T-IT3ZF | 174 | No | 842571110890 | 2 | 6 | 7 | 7
Analog & Turbo | DS-2CE56D8T-ITM 2.8mm | Outdoor IR Turret, TurboHD 4.0, HD-TVI, 2MP, 2.8mm, Ultra Low Light, 20m EXIR 2.0, Day/Night, True WDR, Smart IR, IP67, 12 VDC | Out Tur 2MP TVI IR 2.8mm | EOL - Preparation | DS-2CE76D3T-ITMF 2.8mm | 139 | No | 842571110760 | 1 | 3 | 4 | 4
Analog & Turbo | DS-2CE56D8T-ITM 3.6mm | Outdoor IR Turret, TurboHD 4.0, HD-TVI, 2MP, 3.6mm, Ultra Low Light, 20m EXIR 2.0, Day/Night, True WDR, Smart IR, IP67, 12 VDC | Out Tur 2MP TVI IR 3.6mm | EOL - Preparation | DS-2CE76D3T-ITMF 3.6mm | 139 | No | 842571110777 | 1 | 3 | 4 | 4
Analog & Turbo | DS-2CE56D8T-ITM 6mm | Outdoor IR Turret, TurboHD 4.0, HD-TVI, 2MP, 6mm, Ultra Low Light, 20m EXIR 2.0, Day/Night, True WDR, Smart IR, IP67, 12 VDC | Out Tur 2MP TVI IR 6mm | EOL - Preparation | DS-2CE76D3T-ITMF 6mm | 139 | No | 842571110784 | 1 | 3 | 4 | 4
Analog & Turbo | DS-2CE56D8T-ITMB 3.6mm | Outdoor IR Turret, TurboHD 4.0, HD-TVI, 2MP, 3.6mm, Ultra Low Light, 20m EXIR 2.0, Day/Night, True WDR, Smart IR, IP67, 12 VDC, Black Finish | Out Tur 2MP TVI IR 3.6mm | EOL - Preparation | DS-2CE76D3T-ITMFB 3.6mm | 139 | No | 842571109795 | 3 | 4 | 1 | 4
Analog & Turbo | DS-2CE56D8T-ITMB 6mm | Outdoor IR Turret, TurboHD 4.0, HD-TVI, 2MP, 6mm, Ultra Low Light, 20m EXIR 2.0, Day/Night, True WDR, Smart IR, IP67, 12 VDC, Black Finish | Out Tur 2MP TVI IR 6mm | EOL - Preparation | DS-2CE76D3T-ITMFB 6mm | 139 | No | 842571109801 | 3 | 4 | 1 | 4
Analog & Turbo | DS-2CE56D8T-VPIT 2.8mm | Outdoor IR Dome, TurboHD 4.0, HD-TVI, 2MP, 2.8mm, Ultra Low Light, 20m EXIR 2.0, Day/Night, True WDR, Smart IR, IP67, 12 VDC | Out Dom 2MP TVI IR 2.8mm | EOL - Preparation | DS-2CE57D3T-VPITF 2.8mm | 117 | No | 842571110845 | 2 | 4 | 5 | 5
Analog & Turbo | DS-2CE56D8T-VPIT 3.6mm | Outdoor IR Dome, TurboHD 4.0, HD-TVI, 2MP, 3.6mm, Ultra Low Light, 20m EXIR 2.0, Day/Night, True WDR, Smart IR, IP67, 12 VDC | Out Bul 2MP TVI IR 3.6mm | EOL - Preparation | DS-2CE57D3T-VPITF 3.6mm | 117 | No | 842571110852 | 2 | 3 | 6 | 4
Analog & Turbo | DS-2CE56D8T-VPIT 6mm | Outdoor IR Dome, TurboHD 4.0, HD-TVI, 2MP, 6mm, Ultra Low Light, 20m EXIR 2.0, Day/Night, True WDR, Smart IR, IP67, 12 VDC | Out Bul 2MP TVI IR 6mm | EOL - Preparation | DS-2CE57D3T-VPITF 6mm | 117 | No | 842571110869 | 2 | 3 | 6 | 4
Analog & Turbo | DS-2CE56D8T-VPITB 3.6mm | Outdoor IR Dome, TurboHD 4.0, HD-TVI, 2MP, 3.6mm, Ultra Low Light, 20m EXIR 2.0, Day/Night, True WDR, Smart IR, IP67, 12 VDC, Black Finish | Out Dom 2MP TVI IR 3.6mm | EOL - Preparation | DS-2CE57D3T-VPITFB 3.6mm | 117 | No | 842571109825 | 3 | 4 | 1 | 4
Analog & Turbo | DS-2CE56D8T-VPITB 6mm | Outdoor IR Dome, TurboHD 4.0, HD-TVI, 2MP, 6mm, Ultra Low Light, 20m EXIR 2.0, Day/Night, True WDR, Smart IR, IP67, 12 VDC, Black Finish | Out Dom 2MP TVI IR 6mm | EOL - Preparation | DS-2CE57D3T-VPITFB 6mm | 117 | No | 842571109832 | 3 | 4 | 1 | 4
Analog & Turbo | DS-2CE56F7T-AVPIT3Z | Outdoor Dome, 3MP HD-TVI , new EXIR, motorized 2.8-12mm VF lens | Out Dom 3MP TVI IR 2.8-12 VP | Released | DS-2CE59H8T-AVPIT3ZF | 250 | No | 813908026986 | 2 | 4 | 10 | 9
Analog & Turbo | DS-2CE56F7T-AVPIT3ZB | Outdoor Dome, 3MP HD-TVI , new EXIR, motorized 2.8-12mm VF lens, Black Housing | OutDom 3MP TVI IR MVF VP BLK | Released | DS-2CE56H0T-AVPIT3ZFB | 250 | No | 842571109733 | 5 | 7 | 10 | 8
Analog & Turbo | DS-2CE56F7T-IT3 3.6mm | Outdoor Turret, 3MP HD-TVI , new EXIR, 3.6mm fixed lens | Out Tur 3MP TVI IR 3.6mm | Released | DS-2CE78H8T-IT3F 3.6mm | 152 | No | 813908027013 | 1 | 4 | 5 | 5
Analog & Turbo | DS-2CE56F7T-IT3 6mm | Outdoor Turret, 3MP HD-TVI , new EXIR, 6mm fixed lens | Out Tur 3MP TVI IR 6mm | Released | DS-2CE79H8T-AIT3ZF | 152 | No | 813908027020 | 1 | 4 | 5 | 5
Analog & Turbo | DS-2CE56F7T-ITM 2.8mm | Outdoor Turret, 3MP HD-TVI , new EXIR, 2.8mm fixed lens | Out Tur 2MP TVI IR 2.8mm | Released | DS-2CE76H8T-ITMF 2.8mm | 130 | No | 813908025194 | 1 | 3 | 4 | 4
Analog & Turbo | DS-2CE56F7T-ITM 3.6mm | Outdoor Turret, 3MP HD-TVI , new EXIR, 3.6mm fixed lens | Out Tur 2MP TVI IR 3.6mm | Released | DS-2CE76H8T-ITMF 3.6mm | 130 | No | 813908027044 | 1 | 3 | 4 | 4
Analog & Turbo | DS-2CE56F7T-VPIT 3.6mm | Outdoor Dome, 3MP HD-TVI , new EXIR, 3.6mm fixed lens | Out Dom 2MP TVI IR 3.6mm | Released | DS-2CE57H8T-VPITF 3.6mm | 152 | No | 813908027112 | 1 | 4 | 5 | 5
Analog & Turbo | DS-2CE56F7T-VPIT 6mm | Outdoor Dome, 3MP HD-TVI , new EXIR, 6mm fixed lens | Out Dom 2MP TVI IR 6mm | Released | DS-2CE59H8T-AVPIT3ZF | 152 | No | 813908027129 | 1 | 4 | 5 | 5
Analog & Turbo | DS-2CE56F7T-VPITB 2.8mm | Outdoor Dome, 3MP HD-TVI , new EXIR, 2.8mm fixed lens, black housing | Out DM 3MP TVI IR 2.8 blk | Released | DS-2CE56H0T-VPITFB 2.8mm | 152 | No | 842571109740 | 3 | 4 | 5 | 5
Analog & Turbo | DS-2CE56F7T-VPITB 3.6mm | Outdoor Dome, 3MP HD-TVI , new EXIR, 3.6mm fixed lens, black housing | Out DM 3MP TVI IR 3.6 blk | Released | DS-2CE56H0T-AVPIT3ZFB | 152 | No | 842571109757 | 3 | 4 | 5 | 5
Analog & Turbo | DS-2CE56H0T-AITZF | Indoor IR Dome, TurboHD 4.0, HD-TVI/AHD/HD-CVI/CVBS, 5MP, 2.7-13.5mm Motorized Zoom/Focus, 40m EXIR 2.0, Day/Night, DWDR, Smart IR, IP67, 24VAC/12 VDC | IndDom 5MPTVI IR 2.7-13.5MV | Released |  | 217 | No | 842571119992 | 2 | 6 | 7 | 7
Analog & Turbo | DS-2CE56H0T-AVPIT3ZF | Outdoor IR Dome, TurboHD 4.0, HD-TVI/AHD/HD-CVI/CVBS, 5MP, 2.7-13.5mm Motorized Zoom/Focus, 40m EXIR 2.0, Day/Night, DWDR, Smart IR, IP67, 24VAC/12 VDC | OutDom 5MPTVI IR2.7-13.5MV | Released |  | 250 | No | 842571119985 | 3 | 8 | 10 | 9
Analog & Turbo | DS-2CE56H0T-AVPIT3ZFB | Outdoor IR Dome, TurboHD 4.0, HD-TVI/AHD/HD-CVI/CVBS, 5MP, 2.7-13.5mm Motorized Zoom/Focus, 40m EXIR 2.0, Day/Night, DWDR, Smart IR, IP67, 24VAC/12 VDC. Black housing | OutDom 5MPTVI IR2.7-13.5MV | Released |  | 250 | No | 842571126440 | 4 | 8 | 10 | 9
Analog & Turbo | DS-2CE56H0T-IT1F 2.8mm | Outdoor IR Turret, TurboHD 4.0, HD-TVI/AHD/HD-CVI/CVBS, 5MP, 2.8mm, 20m EXIR 2.0, Day/Night, DWDR, Smart IR, IP67, 12 VDC | Out Tur 5MP TVI IR 2.8mm | Released |  | 102 | No | 842571125726 | 1 | 4 | 5 | 5
Analog & Turbo | DS-2CE56H0T-IT1F 3.6mm | Outdoor IR Turret, TurboHD 4.0, HD-TVI/AHD/HD-CVI/CVBS, 5MP, 3.6mm, 20m EXIR 2.0, Day/Night, DWDR, Smart IR, IP67, 12 VDC | Out Tur 5MP TVI IR 3.6mm | Released |  | 102 | No | 842571125733 | 1 | 4 | 5 | 5
Analog & Turbo | DS-2CE56H0T-IT1F 6mm | Outdoor IR Turret, TurboHD 4.0, HD-TVI/AHD/HD-CVI/CVBS, 5MP, 6mm, 20m EXIR 2.0, Day/Night, DWDR, Smart IR, IP67, 12 VDC | Out Tur 5MP TVI IR 6mm | Released |  | 102 | No | 842571125740 | 1 | 4 | 5 | 5
Analog & Turbo | DS-2CE56H0T-IT3F 12mm | Outdoor IR Turret, TurboHD 4.0, HD-TVI/AHD/HD-CVI/CVBS, 5MP, 12mm, 40m EXIR 2.0, Day/Night, DWDR, Smart IR, IP67, 12 VDC | Out Tur 5MP TVI IR 12mm | EOL - Preparation | DS-2CE56H0T-IT3ZF | 115 | No | 842571113310 | 2 | 4 | 5 | 5
Analog & Turbo | DS-2CE56H0T-IT3F 2.8mm | Outdoor IR Turret, TurboHD 4.0, HD-TVI/AHD/HD-CVI/CVBS, 5MP, 2.8mm, 40m EXIR 2.0, Day/Night, DWDR, Smart IR, IP67, 12 VDC | Out Tur 5MP TVI IR 2.8mm | Released |  | 115 | No | 842571113273 | 2 | 4 | 5 | 5
Analog & Turbo | DS-2CE56H0T-IT3F 3.6mm | Outdoor IR Turret, TurboHD 4.0, HD-TVI/AHD/HD-CVI/CVBS, 5MP, 3.6mm, 40m EXIR 2.0, Day/Night, DWDR, Smart IR, IP67, 12 VDC | Out Tur 5MP TVI IR 3.6mm | Released |  | 115 | No | 842571113280 | 2 | 4 | 5 | 5
Analog & Turbo | DS-2CE56H0T-IT3F 6mm | Outdoor IR Turret, TurboHD 4.0, HD-TVI/AHD/HD-CVI/CVBS, 5MP, 6mm, 40m EXIR 2.0, Day/Night, DWDR, Smart IR, IP67, 12 VDC | Out Tur 5MP TVI IR 6mm | Released |  | 115 | No | 842571113297 | 2 | 4 | 5 | 5
Analog & Turbo | DS-2CE56H0T-IT3F 8mm | Outdoor IR Turret, TurboHD 4.0, HD-TVI/AHD/HD-CVI/CVBS, 5MP, 8mm, 40m EXIR 2.0, Day/Night, DWDR, Smart IR, IP67, 12 VDC | Out Tur 5MP TVI IR 8mm | EOL - Preparation | DS-2CE56H0T-IT3ZF | 115 | No | 842571113303 | 2 | 4 | 5 | 5
Analog & Turbo | DS-2CE56H0T-IT3ZF | Outdoor IR Turret, TurboHD 4.0, HD-TVI/AHD/HD-CVI/CVBS, 5MP, 2.7-13.5mm Motorized Zoom/Focus, 40m EXIR 2.0, Day/Night, DWDR, Smart IR, IP67, 12 VDC | OutTur 5MPTVI IR 2.7-12.5MV | Released |  | 196 | No | 842571120004 | 2 | 6 | 7 | 7
Analog & Turbo | DS-2CE56H0T-ITMF 2.8mm | Outdoor IR Turret, TurboHD 4.0, HD-TVI/AHD/HD-CVI/CVBS, 5MP, 2.8mm, 20m EXIR 2.0, Day/Night, DWDR, Smart IR, IP67, 12 VDC | Out Tur 5MP TVI IR 2.8mm | Released |  | 98 | No | 842571113242 | 2 | 4 | 4 | 4
Analog & Turbo | DS-2CE56H0T-ITMF 3.6mm | Outdoor IR Turret, TurboHD 4.0, HD-TVI/AHD/HD-CVI/CVBS, 5MP, 3.6mm, 20m EXIR 2.0, Day/Night, DWDR, Smart IR, IP67, 12 VDC | Out Tur 5MP TVI IR 3.6mm | Released |  | 98 | No | 842571113259 | 2 | 4 | 4 | 4
Analog & Turbo | DS-2CE56H0T-ITMF 6mm | Outdoor IR Turret, TurboHD 4.0, HD-TVI/AHD/HD-CVI/CVBS, 5MP, 6mm, 20m EXIR 2.0, Day/Night, DWDR, Smart IR, IP67, 12 VDC | Out Tur 5MP TVI IR 6mm | Released |  | 98 | No | 842571113266 | 2 | 4 | 4 | 4
Analog & Turbo | DS-2CE56H0T-VPITF 2.8mm | Outdoor IR Dome, TurboHD 4.0, HD-TVI/AHD/HD-CVI/CVBS, 5MP, 2.8mm, 20m EXIR 2.0, Day/Night, DWDR, Smart IR, IP67, 12 VDC | Out Dom 5MP TVI IR 2.8mm | Released |  | 120 | No | 842571113327 | 2 | 4 | 5 | 5
Analog & Turbo | DS-2CE56H0T-VPITF 3.6mm | Outdoor IR Dome, TurboHD 4.0, HD-TVI/AHD/HD-CVI/CVBS, 5MP, 3.6mm, 20m EXIR 2.0, Day/Night, DWDR, Smart IR, IP67, 12 VDC | Out Dom 5MP TVI IR 3.6mm | Released |  | 120 | No | 842571113334 | 2 | 4 | 5 | 5
Analog & Turbo | DS-2CE56H0T-VPITF 6mm | Outdoor IR Dome, TurboHD 4.0, HD-TVI/AHD/HD-CVI/CVBS, 5MP, 6mm, 20m EXIR 2.0, Day/Night, DWDR, Smart IR, IP67, 12 VDC | Out Dom 5MP TVI IR 6mm | Released |  | 120 | No | 842571113341 | 2 | 4 | 5 | 5
Analog & Turbo | DS-2CE56H0T-VPITFB 2.8mm | Outdoor IR Dome Black housing, TurboHD 4.0, HD-TVI/AHD/HD-CVI/CVBS, 5MP, 2.8mm, 20m EXIR 2.0, Day/Night, DWDR, Smart IR, IP67, 12 VDC | Out DM BL 5MP TVI IR 2.8mm | Released |  | 120 | No | 842571126471 | 2 | 5 | 6 | 6
Analog & Turbo | DS-2CE56H1T-IT1 2.8mm | Outdoor IR Turret, TurboHD 4.0, HD-TVI, 5MP, 2.8mm, 20m EXIR 2.0, Day/Night, True WDR, Smart IR, UTC Menu, IP67, 12 VDC | Out Tur 5MP TVI IR 2.8mm | Released |  | 209 | No | 842571104233 | 2 | 5 | 6 | 6
Analog & Turbo | DS-2CE56H1T-IT1 3.6mm | Outdoor IR Turret, TurboHD 4.0, HD-TVI, 5MP, 2.8mm, 20m EXIR 2.0, Day/Night, True WDR, Smart IR, UTC Menu, IP67, 12 VDC | Out Tur 5MP TVI IR 3.6mm | Released |  | 209 | No | 842571104240 | 2 | 5 | 6 | 6
Analog & Turbo | DS-2CE56H1T-IT1 6mm | Outdoor IR Turret, TurboHD 4.0, HD-TVI, 5MP, 2.8mm, 20m EXIR 2.0, Day/Night, True WDR, Smart IR, UTC Menu, IP67, 12 VDC | Out Tur 5MP TVI IR 6mm | Released |  | 209 | No | 842571104257 | 2 | 5 | 6 | 6
Analog & Turbo | DS-2CE56H1T-IT3 12mm | Outdoor IR Turret, TurboHD 4.0, HD-TVI, 5MP, 12mm, 40m EXIR 2.0, Day/Night, True WDR, Smart IR, UTC Menu, IP67, 12 VDC | Out Tur 5MP TVI IR 12mm | Released |  | 160 | No | 842571104295 | 2 | 5 | 6 | 6
Analog & Turbo | DS-2CE56H1T-IT3 3.6mm | Outdoor IR Turret, TurboHD 4.0, HD-TVI, 5MP, 3.6mm, 40m EXIR 2.0, Day/Night, True WDR, Smart IR, UTC Menu, IP67, 12 VDC | Out Tur 5MP TVI IR 3.6mm | Released |  | 160 | No | 842571104271 | 2 | 5 | 6 | 6
Analog & Turbo | DS-2CE56H1T-IT3 6mm | Outdoor IR Turret, TurboHD 4.0, HD-TVI, 5MP, 6mm, 40m EXIR 2.0, Day/Night, True WDR, Smart IR, UTC Menu, IP67, 12 VDC | Out Tur 5MP TVI IR 6mm | Released |  | 160 | No | 842571104288 | 2 | 5 | 6 | 6
Analog & Turbo | DS-2CE56H1T-ITM 3.6mm | Outdoor IR Turret, TurboHD 4.0, HD-TVI, 5MP, 3.6mm, 20m EXIR 2.0, Day/Night, True WDR, Smart IR, IP67, 12 VDC | Out Tur 5MP TVI IR 3.6mm | Released |  | 140 | No | 842571104219 | 1 | 3 | 4 | 4
Analog & Turbo | DS-2CE56H1T-ITMB 2.8mm | Outdoor IR Turret, TurboHD 4.0, HD-TVI, 5MP, 2.8mm, 20m EXIR 2.0, Day/Night, True WDR, Smart IR, IP67, 12 VDC, Black Housing | Out Tur 5MP TVI IR 2.8mm Blk | Released | DS-2CE56H0T-VPITFB 2.8mm | 140 | No | 842571109849 | 2 | 3 | 4 | 4
Analog & Turbo | DS-2CE56H1T-ITMB 3.6mm | Outdoor IR Turret, TurboHD 4.0, HD-TVI, 5MP, 3.6mm, 20m EXIR 2.0, Day/Night, True WDR, Smart IR, IP67, 12 VDC, Black Housing | Out Tur 5MP TVI IR 3.6mm Blk | Released |  | 140 | No | 842571109856 | 2 | 3 | 4 | 4
Analog & Turbo | DS-2CE56H1T-ITMB 6mm | Outdoor IR Turret, TurboHD 4.0, HD-TVI, 5MP, 6mm, 20m EXIR 2.0, Day/Night, True WDR, Smart IR, IP67, 12 VDC, Black Housing | Out Tur 5MP TVI IR 6mm Blk | Released |  | 140 | No | 842571109863 | 2 | 3 | 4 | 4
Analog & Turbo | DS-2CE56H1T-VPITB 2.8mm | Outdoor IR Dome, TurboHD 4.0, HD-TVI, 5MP, 2.8mm, 20m EXIR 2.0, Day/Night, True WDR, Smart IR, IP67, 12 VDC, Black Housing | Out Dom 5MP TVI IR 2.8mm Blk | Released | DS-2CE56H0T-VPITFB 2.8mm | 158 | No | 842571111095 | 2 | 5 | 4 | 5
Analog & Turbo | DS-2CE56H1T-VPITB 3.6mm | Outdoor IR Dome, TurboHD 4.0, HD-TVI, 5MP, 3.6mm, 20m EXIR 2.0, Day/Night, True WDR, Smart IR, IP67, 12 VDC, Black Housing | Out Dom 5MP TVI IR 3.6mm Blk | Released | DS-2CE56H0T-AVPIT3ZFB | 158 | No | 842571111101 | 2 | 5 | 4 | 5
Analog & Turbo | DS-2CE56H1T-VPITB 6mm | Outdoor IR Dome, TurboHD 4.0, HD-TVI, 5MP, 6mm, 20m EXIR 2.0, Day/Night, True WDR, Smart IR, IP67, 12 VDC, Black Housing | Out Dom 5MP TVI IR 6mm Blk | Released | DS-2CE56H0T-AVPIT3ZFB | 158 | No | 842571111118 | 2 | 5 | 4 | 5
Analog & Turbo | DS-2CE56H5T-IT3E 12mm | Outdoor IR Turret, TurboHD 4.0, HD-TVI, 5MP, 3.6mm, 20m EXIR 2.0, Day/Night, True WDR, Smart IR, PoC, IP67, 12 VDC | Out Tur 5MP TVI IR 12mm | Released |  | 255 | No | 842571111002 | 1 | 3 | 4 | 4
Analog & Turbo | DS-2CE56H5T-IT3E 2.8mm | Outdoor IR Turret, TurboHD 4.0, HD-TVI, 5MP, 2.8mm, 20m EXIR 2.0, Day/Night, True WDR, Smart IR, PoC, IP67, 12 VDC | Out Tur 5MP TVI IR 2.8mm | Released |  | 255 | No | 842571110968 | 1 | 3 | 4 | 4
Analog & Turbo | DS-2CE56H5T-IT3E 3.6mm | Outdoor IR Turret, TurboHD 4.0, HD-TVI, 5MP, 3.6mm, 40m EXIR 2.0, Day/Night, True WDR, Smart IR, PoC, IP67, 12 VDC | Out Tur 5MP TVI IR 3.6mm | Released |  | 255 | No | 842571110975 | 2 | 4 | 5 | 5
Analog & Turbo | DS-2CE56H5T-IT3E 6mm | Outdoor IR Turret, TurboHD 4.0, HD-TVI, 5MP, 6mm, 40m EXIR 2.0, Day/Night, True WDR, Smart IR, PoC, IP67, 12 VDC | Out Tur 5MP TVI IR 6mm | Released |  | 255 | No | 842571110982 | 2 | 4 | 5 | 5
Analog & Turbo | DS-2CE56H5T-IT3E 8mm | Outdoor IR Turret, TurboHD 4.0, HD-TVI, 5MP, 8mm, 40m EXIR 2.0, Day/Night, True WDR, Smart IR, PoC, IP67, 12 VDC | Out Tur 5MP TVI IR 8mm | Released |  | 255 | No | 842571110999 | 2 | 4 | 5 | 5
Analog & Turbo | DS-2CE56H5T-IT3ZE | Outdoor IR Turret, TurboHD 4.0, HD-TVI, 5MP, 2.8-12mm Motorized Zoom/Focus, 40m EXIR 2.0, Day/Night, True WDR, Smart IR, PoC, UTC Menu, IP67, 12 VDC | Out Tur 5MP TVI IR 2.8-12 MVF | Released |  | 324 | No | 842571111026 | 2 | 6 | 7 | 7
Analog & Turbo | DS-2CE56H5T-IT3ZEB | Outdoor IR Turret, TurboHD 4.0, HD-TVI, 5MP, 2.8-12mm Motorized Zoom/Focus, 40m EXIR 2.0, Day/Night, True WDR, Smart IR, PoC, UTC Menu, IP67, 12 VDC, Black Finish | Out Tur 5MP TVI IR 2.8-12 MVF | Released |  | 324 | No | 842571109955 | 3 | 4 | 1 | 4
Analog & Turbo | DS-2CE56H5T-ITME 2.8mm | Outdoor IR Bullet, TurboHD 4.0, HD-TVI, 5MP, 2.8mm, 80m EXIR 2.0, Day/Night, True WDR, Smart IR, PoC, UTC Menu, IP67, 12 VDC | Out Bul 5MP TVI IR 2.8mm | Released |  | 225 | No | 842571110937 | 2 | 3 | 4 | 4
Analog & Turbo | DS-2CE56H5T-ITME 3.6mm | Outdoor IR Bullet, TurboHD 4.0, HD-TVI, 5MP, 8mm, 80m EXIR 2.0, Day/Night, True WDR, Smart IR, PoC, UTC Menu, IP67, 12 VDC | Out Bul 5MP TVI IR 8mm | Released |  | 225 | No | 842571110944 | 2 | 5 | 10 | 5
Analog & Turbo | DS-2CE56H5T-ITME 6mm | Outdoor IR Bullet, TurboHD 4.0, HD-TVI, 5MP, 12mm, 80m EXIR 2.0, Day/Night, True WDR, Smart IR, PoC, UTC Menu, IP67, 12 VDC | Out Bul 5MP TVI IR 6mm | Released |  | 225 | No | 842571110951 | 2 | 5 | 10 | 5
Analog & Turbo | DS-2CE56H5T-ITMEB 2.8mm | Outdoor IR Turret, TurboHD 4.0, HD-TVI, 5MP, 2.8mm, 20m EXIR 2.0, Day/Night, True WDR, Smart IR, PoC, IP67, 12 VDC, Black Finish | Out Tur 5MP TVI IR 2.8mm | Released |  | 225 | No | 842571109924 | 3 | 4 | 1 | 4
Analog & Turbo | DS-2CE56H5T-ITMEB 3.6mm | Outdoor IR Turret, TurboHD 4.0, HD-TVI, 5MP, 3.6mm, 20m EXIR 2.0, Day/Night, True WDR, Smart IR, PoC, IP67, 12 VDC, Black Finish | Out Tur 5MP TVI IR 3.6mm | Released |  | 225 | No | 842571109931 | 3 | 4 | 1 | 4
Analog & Turbo | DS-2CE56H5T-ITMEB 6mm | Outdoor IR Turret, TurboHD 4.0, HD-TVI, 5MP, 6mm, 20m EXIR 2.0, Day/Night, True WDR, Smart IR, PoC, IP67, 12 VDC, Black Finish | Out Tur 5MP TVI IR 6mm | Released |  | 225 | No | 842571109948 | 3 | 4 | 1 | 4
Analog & Turbo | DS-2CE56H5T-VPIT3ZE | Outdoor IR Dome, TurboHD 4.0, HD-TVI, 5MP, 2.8-12mm Motorized Zoom/Focus, 40m EXIR 2.0, Day/Night, True WDR, Smart IR, PoC, UTC Menu, IP67, 12VDC | Out Tur 5MP TVI IR 2.8mm | Released |  | 372 | No | 842571111019 | 2 | 4 | 5 | 5
Analog & Turbo | DS-2CE56H5T-VPITE 2.8mm | Outdoor IR Turret, TurboHD 4.0, HD-TVI, 5MP, 2.8mm, 20m EXIR 2.0, Day/Night, True WDR, Smart IR, PoC, IP67, 12 VDC | Out Tur 5MP TVI IR 2mm | Released | DS-2CE76H8T-ITMF 2.8mm | 262 | No | 842571110906 | 1 | 3 | 4 | 4
Analog & Turbo | DS-2CE56H5T-VPITE 3.6mm | Outdoor IR Dome, TurboHD 4.0, HD-TVI, 5MP, 3.6mm, 20m EXIR 2.0, Day/Night, True WDR, Smart IR, PoC, IP67, 12 VDC | Out Dom 5MP TVI IR 3.6mm | Released |  | 262 | No | 842571110913 | 2 | 4 | 5 | 5
Analog & Turbo | DS-2CE56H5T-VPITE 6mm | Outdoor IR Dome, TurboHD 4.0, HD-TVI, 5MP, 6mm, 20m EXIR 2.0, Day/Night, True WDR, Smart IR, PoC, IP67, 12 VDC | Out Dom 5MP TVI IR 6mm | Released |  | 262 | No | 842571110920 | 2 | 4 | 5 | 5
Analog & Turbo | DS-2CE56H5T-VPITEB 2.8mm | Outdoor IR Dome, TurboHD 4.0, HD-TVI, 5MP, 2.8mm, 20m EXIR 2.0, Day/Night, True WDR, Smart IR, PoC, IP67, 12 VDC, Black Finish | Out Dom 5MP TVI IR 2.8mm | Released |  | 262 | No | 842571109894 | 3 | 4 | 1 | 4
Analog & Turbo | DS-2CE56H5T-VPITEB 3.6mm | Outdoor IR Dome, TurboHD 4.0, HD-TVI, 5MP, 3.6mm, 20m EXIR 2.0, Day/Night, True WDR, Smart IR, PoC, IP67, 12 VDC, Black Finish | Out Dom 5MP TVI IR 3.6mm | Released |  | 262 | No | 842571109900 | 3 | 4 | 1 | 4
Analog & Turbo | DS-2CE56H5T-VPITEB 6mm | Outdoor IR Dome, TurboHD 4.0, HD-TVI, 5MP, 6mm, 20m EXIR 2.0, Day/Night, True WDR, Smart IR, PoC, IP67, 12 VDC, Black Finish | Out Dom 5MP TVI IR 6mm | Released |  | 262 | No | 842571109917 | 3 | 4 | 1 | 4
Analog & Turbo | DS-2CE57D3T-VPITF 2.8mm | Outdoor IR Dome, TurboHD 4.0, HD-TVI/AHD/HD-CVI/CVBS, 2MP, 2.8mm, 70m EXIR 2.0, Day/Night, True WDR, 3D DNR, Smart IR, Vandal Proof, IP67, 12 VDC | Out Dom 2MP 4 in 1 IR 2.8mm | Released |  | 96 | No | 842571123074 | 2 | 4 | 5 | 5
Analog & Turbo | DS-2CE57D3T-VPITF 3.6mm | Outdoor IR Dome, TurboHD 4.0, HD-TVI/AHD/HD-CVI/CVBS, 2MP, 3.6mm, 70m EXIR 2.0, Day/Night, True WDR, 3D DNR, Smart IR, Vandal Proof, IP67, 12 VDC | Out Dom 2MP 4 in 1 IR 3.6mm | Released |  | 96 | No | 842571123081 | 2 | 4 | 5 | 5
Analog & Turbo | DS-2CE57D3T-VPITF 6mm | Outdoor IR Dome, TurboHD 4.0, HD-TVI/AHD/HD-CVI/CVBS, 2MP, 6mm, 70m EXIR 2.0, Day/Night, True WDR, 3D DNR, Smart IR, Vandal Proof, IP67, 12 VDC | Out Dom 2MP 4 in 1 IR 6mm | Released |  | 96 | No | 842571123098 | 2 | 4 | 5 | 5
Analog & Turbo | DS-2CE57D3T-VPITFB 2.8mm | Outdoor IR Black Dome, TurboHD 4.0, HD-TVI/AHD/HD-CVI/CVBS, 2MP, 2.8mm, 70m EXIR 2.0, Day/Night, True WDR, 3D DNR, Smart IR, Vandal Proof, IP67, 12 VDC | Dom 2MP 4in1 BLK IR 2.8mm | Released |  | 96 | No | 842571125344 | 2 | 5 | 6 | 6
Analog & Turbo | DS-2CE57D3T-VPITFB 3.6mm | Outdoor IR BlAck Dome, TurboHD 4.0, HD-TVI/AHD/HD-CVI/CVBS, 2MP, 3.6mm, 70m EXIR 2.0, Day/Night, True WDR, 3D DNR, Smart IR, Vandal Proof, IP67, 12 VDC | BLK Dom 2MP 4 in 1 IR 3.6mm | Released |  | 96 | No | 842571125351 | 2 | 5 | 6 | 6
Analog & Turbo | DS-2CE57D3T-VPITFB 6mm | Outdoor IR black Dome, TurboHD 4.0, HD-TVI/AHD/HD-CVI/CVBS, 2MP, 6mm, 70m EXIR 2.0, Day/Night, True WDR, 3D DNR, Smart IR, Vandal Proof, IP67, 12 VDC | BLK Dom 2MP 4 in 1 IR 6mm | Released |  | 96 | No | 842571125368 | 2 | 5 | 6 | 6
Analog & Turbo | DS-2CE57H8T-VPITF 2.8mm | Outdoor Vandal Proof Dome, 5MP, EXIR, 30m IR, 0.003 Lux/F1.2, 12 VDC,130dB True WDR,3D DNR, IP67, 2.8mm Lens?Support TVI/AHD/CVI/CVBS video signal output | Out Dom 5MP TVI IR 2.8mm | Released |  | 180 | No | 842571122794 | 2 | 5 | 6 | 6
Analog & Turbo | DS-2CE57H8T-VPITF 3.6mm | Outdoor Vandal Proof Dome, 5MP, EXIR, 30m IR, 0.003 Lux/F1.2, 12 VDC,130dB True WDR,3D DNR, IP67, 3.6mm Lens?Support TVI/AHD/CVI/CVBS video signal output | Out Dom 5MP TVI IR 3.6mm | Released |  | 180 | No | 842571122800 | 2 | 5 | 6 | 6
Analog & Turbo | DS-2CE57U1T-VPITF 2.8mm | Outdoor Vandal Proof Dome, 8MP,/4K EXIR, 30m IR, 0.01 Lux/F1.2, 12VDC, Smart IR,DNR, IP67, 2.8mm Lens?Support TVI/AHD/CVI/CVBS video signal output | OutDom 8MP/4K TVI IR IP67 | Released |  | 207 | No | 842571121261 | 2 | 4 | 5 | 5
Analog & Turbo | DS-2CE57U1T-VPITF 6mm | Outdoor Vandal Proof Dome, 8MP,/4K EXIR, 30m IR, 0.01 Lux/F1.2, 12VDC, Smart IR,DNR, IP67, 6mm Lens?Support TVI/AHD/CVI/CVBS video signal output | OutDom 8MP/4K TVI IR IP67 | Released |  | 207 | No | 842571127010 | 2 | 4 | 5 | 5
Analog & Turbo | DS-2CE57U8T-VPIT 2.8mm | Outdoor IR Dome, TurboHD 4.0, HD-TVI, 8MP, 2.8mm, 40m EXIR 2.0, Day/Night, True WDR, Smart IR, IP67, 12 VDC | Out Dom 8MP TVI IR 2.8mm | Released |  | 359 | No | 842571115437 | 2 | 4 | 5 | 5
Analog & Turbo | DS-2CE57U8T-VPIT 3.6mm | Outdoor IR Dome, TurboHD 4.0, HD-TVI, 8MP, 3.6mm, 40m EXIR 2.0, Day/Night, True WDR, Smart IR, IP67, 12 VDC | Out Dom 8MP TVI IR 3.6mm | Released |  | 359 | No | 842571115444 | 2 | 4 | 5 | 5
Analog & Turbo | DS-2CE57U8T-VPIT 6mm | Outdoor IR Dome, TurboHD 4.0, HD-TVI, 8MP, 6mm, 40m EXIR 2.0, Day/Night, True WDR, Smart IR, IP67, 12 VDC | Out Dom 8MP TVI IR 6mm | Released |  | 359 | No | 842571115451 | 2 | 4 | 5 | 5
Analog & Turbo | DS-2CE59H8T-AVPIT3ZF | Outdoor Vandal Proof Dome 5MP EXIR 60m, 0.003 Lux/F1.2,12 VDC/AC24V, Smart IR,130dB True WDR,3D DNR, IP67, 2.7-13.5mm Motorized Vari-focal Lens?Support TVI/AHD/CVI/CVBS vid | OutDom 5MP TVI 2.7-13.5mm | Released |  | 365 | No | 842571122312 | 3 | 6 | 7 | 7
Analog & Turbo | DS-2CE59U1T-AVPIT3ZF | Outdoor Vandal Proof Dome EXIR, 60m IR, Auto Focus, 0.01 Lux/F1.2,12 VDC/AC24V, Smart IR,DNR, IP67, 2.7-13.5mm Motorized Vari-focal Lens?Support Gang box installation | OutDom VF TVI IR IP67 | Released |  | 404 | No | 842571121285 | 3 | 6 | 7 | 7
Analog & Turbo | DS-2CE59U8T-AVPIT3Z | Outdoor IR Dome, TurboHD 4.0, HD-TVI, 8MP, 2.8-12mm Motorized Zoom/Focus, 60m EXIR 2.0, Day/Night, True WDR, Smart IR, Dual Output, UTC Menu, IP67/IK10, 24VAC/12VDC | Out Dom 8MP TVI IR 2.8-12 MVF | Released |  | 511 | No | 842571115390 | 4 | 7 | 10 | 8
Analog & Turbo | DS-2CE5AD3T-AVPIT3ZF | Outdoor IR Dome, TurboHD 4.0, HD-TVI/AHD/HD-CVI/CVBS, 2MP, 2.7-13.5mm Motorized Zoom/Focus, Auto Focus, 70m EXIR 2.0, Day/Night, True WDR, 3D DNR, Smart IR, Vandal Proof, IP67, 24VAC/12 VDC | Out Dom 2MP 4in1 IR2.7-13MVF | Released |  | 163 | No | 842571123135 | 3 | 6 | 6 | 6
Analog & Turbo | DS-2CE5AD3T-AVPIT3ZFB | Outdoor IR Black Dome, TurboHD 4.0, HD-TVI/AHD/HD-CVI/CVBS, 2MP, 2.7-13.5mm Motorized Zoom/Focus, Auto Focus, 70m EXIR 2.0, Day/Night, True WDR, 3D DNR, Smart IR, Vandal Proof, IP67, 24VAC/12 VDC | BLK Dom 2MP 4in1 IR2.7-13MVF | Released |  | 163 | No | 842571125375 | 3 | 6 | 6 | 6
Analog & Turbo | DS-2CE5AU1T-AVPIT3ZF | Outdoor Vandal Proof Dome EXIR, 60m IR, Auto Focus, 0.01 Lux/F1.2,12 VDC/AC24V, Smart IR,DNR, IP67, 2.7-13.5mm Motorized Vari-focal Lens | OutDom VF TVI IR IP67 | Released |  | 361 | No | 842571127027 | 3 | 6 | 6 | 6
Analog & Turbo | DS-2CE71D0T-PIRL 2.8mm | Outdoor IR Turret, TurboHD 4.0, HD-TVI, 2MP, 2.8mm, 20m IR, PIR Detection/Alarm, White Light, IP67, 12 VDC | Out Tur 2MP TVI IR 2.8mm | Released |  | 137 | No | 842571116205 | 1 | 4 | 5 | 5
Analog & Turbo | DS-2CE71D0T-PIRL 3.6mm | Outdoor IR Turret, TurboHD 4.0, HD-TVI, 2MP, 3.6mm, 20m IR, PIR Detection/Alarm, White Light, IP67, 12 VDC | Out Tur 2MP TVI IR 3.6mm | Released |  | 137 | No | 842571116212 | 1 | 4 | 5 | 5
Analog & Turbo | DS-2CE71D8T-PIRL 2.8mm | Outdoor IR Turret, TurboHD 4.0, HD-TVI, 2MP, 2.8mm, PIR Alarm, Ultra Low Light, 20m EXIR 2.0, Day/Night, True WDR, Smart IR, IP67, 12 VDC | Out Tur 2MP TVI IR 2.8mm | Released |  | 163 | No | 842571117134 | 1 | 6 | 6 | 6
Analog & Turbo | DS-2CE71D8T-PIRL 3.6mm | Outdoor IR Turret, TurboHD 4.0, HD-TVI, 2MP, 3.6mm, PIR Alarm, Ultra Low Light, 20m EXIR 2.0, Day/Night, True WDR, Smart IR, IP67, 12 VDC | Out Tur 2MP TVI IR 3.6mm | Released |  | 163 | No | 842571117141 | 1 | 6 | 6 | 6
Analog & Turbo | DS-2CE71H0T-PIRL 2.8mm | Outdoor IR Turret, TurboHD 4.0, HD-TVI, 5MP, 2.8mm, 20m IR, PIR Detection/Alarm, White Light, IP67, 12 VDC | Out Tur 5MP TVI IR 2.8mm | Released |  | 109 | No | 842571119831 | 1 | 5 | 6 | 6
Analog & Turbo | DS-2CE71H0T-PIRL 3.6mm | Outdoor IR Turret, TurboHD 4.0, HD-TVI, 5MP, 3.6mm, 20m IR, PIR Detection/Alarm, White Light, IP67, 12 VDC | Out Tur 5MP TVI IR 3.6mm | Released |  | 109 | No | 842571119848 | 1 | 5 | 6 | 6
Analog & Turbo | DS-2CE72DFT-F 3.6mm | ColorVu Outdoor Turret, 2MP, 0.0005Lux/F1.0, 0 Lux with Friendly Lighting,20m,3D DNR,12 VDC,OSD Menu(Up the Coax), 130dB True WDR, IP67, 3.6mm Lens,24H Color ?Support TVI/AHD/CVI/CVBS video signal output | ColorVu 2MP 3.6mm 130dB IP67 | Released |  | 120 | No | 842571122275 | 1 | 4 | 5 | 5
Analog & Turbo | DS-2CE72DFT-F 6mm | ColorVu Outdoor Turret, 2MP, 0.0005Lux/F1.0, 0 Lux with Friendly Lighting,20m,3D DNR,12 VDC,OSD Menu(Up the Coax), 130dB True WDR, IP67, 6mm Lens,24H Color ?Support TVI/AHD/CVI/CVBS video signal output | ColorVu 2MP 6mm 130dB IP67 | Released |  | 120 | No | 842571122282 | 1 | 4 | 5 | 5
Analog & Turbo | DS-2CE72DFT-F28 2.8mm | ColorVu Outdoor Turret, 2MP, 0.0005Lux/F1.0, 0 Lux with Friendly Lighting,20m,3D DNR,12 VDC,OSD Menu(Up the Coax), 130dB True WDR, IP67, 2.8mm Lens,24H Color ?Support TVI/AHD/CVI/CVBS video signal output | ColorVu 2MP 2.8m 130dB IP67 | Released |  | 120 | No | 842571129830 | 2 | 4 | 5 | 5
Analog & Turbo | DS-2CE72DFT-PIRXOF 3.6mm | ColorVu Outdoor Turret, 2MP, 0.0005 Lux/F1.0,Supplemental light 20m,3D DNR,12 VDC,OSD Menu(Up the Coax), 130dB True WDR, IP67, 3.6mm Lens,24H Color?PIR Detection?Blue&Red Light Alarm?Built in Siren?Alarm Out?Support TVI/AHD/CVI/CVBS video signal output | ColorVu 2MP 3.6mm PIR siren | Released |  | 165 | No | 842571130072 | 2 | 4 | 5 | 5
Analog & Turbo | DS-2CE72HFT-F 3.6mm | ColorVu outdoor Turret, 5MP,0.0005Lux/F1.0, 0 Lux with Friendly Lighting,20m,3D DNR,12 VDC,OSD Menu(Up the Coax), 130dB True WDR, IP67, 3.6mm Lens,24H Color?Support TVI/AHD/CVI/CVBS video signal output | ColorVu 5MP 3.6mm 130dB IP67 | Released |  | 152 | No | 842571130171 | 1 | 4 | 5 | 5
Analog & Turbo | DS-2CE72HFT-F28 2.8mm | ColorVu outdoor Turret 5MP,0.0005Lux/F1.0, 0 Lux with Friendly Lighting,20m,3D DNR,12 VDC,OSD Menu(Up the Coax), 130dB True WDR, IP67, 2.8mm Lens,24H Color?Support TVI/AHD/CVI/CVBS video signal output | ColorVu 5MP 2.8mm 130dB IP67 | Released |  | 152 | No | 842571129847 | 2 | 4 | 5 | 5
Analog & Turbo | DS-2CE76D3T-ITMF 2.8mm | Outdoor IR Turret, TurboHD 4.0, HD-TVI/AHD/HD-CVI/CVBS, 2MP, 2.8mm, 30m EXIR 2.0, Day/Night, True WDR, 3D DNR, Smart IR, IP67, 12 VDC | Out Tur 2MP 4 in 1 IR 2.8mm | Released |  | 83 | No | 842571123043 | 1 | 4 | 4 | 4
Analog & Turbo | DS-2CE76D3T-ITMF 3.6mm | Outdoor IR Turret, TurboHD 4.0, HD-TVI/AHD/HD-CVI/CVBS, 2MP, 3.6mm, 30m EXIR 2.0, Day/Night, True WDR, 3D DNR, Smart IR, IP67, 12 VDC | Out Tur 2MP 4 in 1 IR 3.6mm | Released |  | 83 | No | 842571123050 | 1 | 4 | 4 | 4
Analog & Turbo | DS-2CE76D3T-ITMF 6mm | Outdoor IR Turret, TurboHD 4.0, HD-TVI/AHD/HD-CVI/CVBS, 2MP, 6mm, 30m EXIR 2.0, Day/Night, True WDR, 3D DNR, Smart IR, IP67, 12 VDC | Out Tur 2MP 4 in 1 IR 6mm | Released |  | 83 | No | 842571123067 | 1 | 4 | 4 | 4
Analog & Turbo | DS-2CE76D3T-ITMFB 2.8mm | Outdoor IR Black Turret, TurboHD 4.0, HD-TVI/AHD/HD-CVI/CVBS, 2MP, 2.8mm, 30m EXIR 2.0, Day/Night, True WDR, 3D DNR, Smart IR, IP67, 12 VDC | BLK Tur 2MP 4 in 1 IR 2.8mm | Released |  | 83 | No | 842571125313 | 1 | 4 | 5 | 5
Analog & Turbo | DS-2CE76D3T-ITMFB 3.6mm | Outdoor IR Black Turret, TurboHD 4.0, HD-TVI/AHD/HD-CVI/CVBS, 2MP, 3.6mm, 30m EXIR 2.0, Day/Night, True WDR, 3D DNR, Smart IR, IP67, 12 VDC | BLK Tur 2MP 4 in 1 IR 3.6mm | Released |  | 83 | No | 842571125320 | 1 | 4 | 5 | 5
Analog & Turbo | DS-2CE76D3T-ITMFB 6mm | Outdoor IR black Turret, TurboHD 4.0, HD-TVI/AHD/HD-CVI/CVBS, 2MP, 6mm, 30m EXIR 2.0, Day/Night, True WDR, 3D DNR, Smart IR, IP67, 12 VDC | BLK Tur 2MP 4 in 1 IR 6mm | Released |  | 83 | No | 842571125337 | 1 | 4 | 5 | 5
Analog & Turbo | DS-2CE76H8T-ITMF 2.8mm | Outdoor EXIR Turret 5MP EXIR, 30m IR, 0.003 Lux/F1.2, 12 VDC, 130dB True WDR,3D DNR, IP67, 2.8mm Lens?Support TVI/AHD/CVI/CVBS video signal output | Out Tur 5MP TVI IR 2.8mm | Released |  | 180 | No | 842571122763 | 1 | 4 | 5 | 5
Analog & Turbo | DS-2CE76H8T-ITMF 3.6mm | Outdoor EXIR Turret 5MP EXIR, 30m IR, 0.003 Lux/F1.2, 12 VDC, 130dB True WDR,3D DNR, IP67, 3.6mm Lens?Support TVI/AHD/CVI/CVBS video signal output | Out Tur 5MP TVI IR 3.6mm | Released |  | 180 | No | 842571122770 | 1 | 4 | 5 | 5
Analog & Turbo | DS-2CE76U1T-ITMF 2.8mm | Outdoor EXIR Turret 8MP/4K, EXIR, 30m IR, 0.01 Lux/F1.2, 12VDC, Smart IR,DNR, IP67,2.8mm Lens?Support TVI/AHD/CVI/CVBS video signal output | OutTur 8MP/4K TVI IR IP67 | Released |  | 170 | No | 842571128925 | 1 | 4 | 5 | 5
Analog & Turbo | DS-2CE76U1T-ITMF 6mm | Outdoor EXIR Turret 8MP/4K, EXIR, 30m IR, 0.01 Lux/F1.2, 12VDC, Smart IR,DNR, IP67, 6mm Lens?Support TVI/AHD/CVI/CVBS video signal output | OutTur 8MP/4K TVI IR IP67 | Released |  | 170 | No | 842571126990 | 1 | 4 | 4 | 4
Analog & Turbo | DS-2CE78D3T-IT3F 2.8mm | Outdoor IR Turret, TurboHD 4.0, HD-TVI/AHD/HD-CVI/CVBS, 2MP, 2.8mm, 70m EXIR 2.0, Day/Night, True WDR, 3D DNR, Smart IR, IP67, 12 VDC | Out Tur 2MP 4 in 1 IR 2.8mm | Released |  | 104 | No | 842571123104 | 1 | 4 | 5 | 5
Analog & Turbo | DS-2CE78D3T-IT3F 3.6mm | Outdoor IR Turret, TurboHD 4.0, HD-TVI/AHD/HD-CVI/CVBS, 2MP, 3.6mm, 70m EXIR 2.0, Day/Night, True WDR, 3D DNR, Smart IR, IP67, 12 VDC | Out Tur 2MP 4 in 1 IR 3.6mm | Released |  | 104 | No | 842571123111 | 1 | 4 | 5 | 5
Analog & Turbo | DS-2CE78D3T-IT3F 6mm | Outdoor IR Turret, TurboHD 4.0, HD-TVI/AHD/HD-CVI/CVBS, 2MP, 6mm, 70m EXIR 2.0, Day/Night, True WDR, 3D DNR, Smart IR, IP67, 12 VDC | Out Tur 2MP 4 in 1 IR 6mm | Released |  | 104 | No | 842571123128 | 1 | 4 | 5 | 5
Analog & Turbo | DS-2CE78H8T-IT3F 2.8mm | Outdoor EXIR Turret 5MP EXIR, 60m IR, 0.003 Lux/F1.2, 12 VDC, 130dB True WDR,3D DNR, IP67, 2.8mm Lens?Support TVI/AHD/CVI/CVBS video signal output | Out Tur 5MP TVI IR 2.8mm | Released |  | 180 | No | 842571122749 | 1 | 5 | 6 | 6
Analog & Turbo | DS-2CE78H8T-IT3F 3.6mm | Outdoor EXIR Turret 5MP EXIR, 60m IR, 0.003 Lux/F1.2, 12 VDC, 130dB True WDR,3D DNR, IP67, 3.6mm Lens?Support TVI/AHD/CVI/CVBS video signal output | Out Tur 5MP TVI IR 3.6mm | Released |  | 180 | No | 842571122299 | 1 | 4 | 5 | 5
Analog & Turbo | DS-2CE78U1T-IT3F 2.8mm | Outdoor EXIR Turret 8MP/4K, EXIR, 60m IR, 0.01 Lux/F1.2, 12VDC, Smart IR,DNR, IP67, 2.8mm Lens?Support TVI/AHD/CVI/CVBS video signal output | OutTur 8MP/4K TVI IR IP67 | Released |  | 207 | No | 842571121247 | 1 | 4 | 5 | 5
Analog & Turbo | DS-2CE78U1T-IT3F 6mm | Outdoor EXIR Turret 8MP/4K, EXIR, 60m IR, 0.01 Lux/F1.2, 12VDC, Smart IR,DNR, IP67, 6mm Lens?Support TVI/AHD/CVI/CVBS video signal output | OutTur 8MP/4K TVI IR IP67 | Released |  | 207 | No | 842571127003 | 1 | 4 | 5 | 5
Analog & Turbo | DS-2CE78U8T-IT3 2.8mm | Outdoor IR Turret, TurboHD 4.0, HD-TVI, 8MP, 2.8mm, 60m EXIR 2.0, Day/Night, True WDR, Smart IR, IP67, 12 VDC | Out Tur 8MP TVI IR 2.8mm | Released |  | 304 | No | 842571115406 | 2 | 4 | 5 | 5
Analog & Turbo | DS-2CE78U8T-IT3 3.6mm | Outdoor IR Turret, TurboHD 4.0, HD-TVI, 8MP, 3.6mm, 60m EXIR 2.0, Day/Night, True WDR, Smart IR, IP67, 12 VDC | Out Tur 8MP TVI IR 3.6mm | Released |  | 304 | No | 842571115413 | 2 | 4 | 5 | 5
Analog & Turbo | DS-2CE78U8T-IT3 6mm | Outdoor IR Turret, TurboHD 4.0, HD-TVI, 8MP, 6mm, 60m EXIR 2.0, Day/Night, True WDR, Smart IR, IP67, 12 VDC | Out Tur 8MP TVI IR 6mm | Released |  | 304 | No | 842571115420 | 2 | 4 | 5 | 5
Analog & Turbo | DS-2CE79D3T-IT3ZF | Outdoor IR Turret, TurboHD 4.0, HD-TVI/AHD/HD-CVI/CVBS, 2MP, 2.7-13.5mm Motorized Zoom/Focus, Auto Focus, 70m EXIR 2.0, Day/Night, True WDR, 3D DNR, Smart IR, IP67, 12 VDC | Out Tur 2MP 4in1 IR2.7-13MVF | Released |  | 148 | No | 842571123142 | 2 | 6 | 7 | 7
Analog & Turbo | DS-2CE79H8T-AIT3ZF | Outdoor Vandal Proof Turret 5MP EXIR 60m, 0.003 Lux/F1.2,12 VDC/AC24V, Smart IR,130dB True WDR,3D DNR, IP67, 2.7-13.5mm Motorized Vari-focal Lens?Support TVI/AHD/CVI/CVBS vid | OutTur 5MP TVI 2.7-13.5mm | Released |  | 293 | No | 842571129489 | 2 | 6 | 7 | 7
Analog & Turbo | DS-2CE79U1T-IT3ZF | Outdoor Turret EXIR, 60m IR, Auto Focus, 0.01 Lux/F1.2,12 DC, Smart IR,DNR, IP67, 2.7-13.5mm Motorized Vari-focal Lens, Support TVI/AHD/CVI/CVBS video signal output | OutTur VF TVI IR IP67 | Released |  | 361 | No | 842571121308 | 2 | 6 | 7 | 7
Analog & Turbo | DS-2CE79U8T-IT3Z | Outdoor IR Turret, TurboHD 4.0, HD-TVI, 8MP, 2.8-12mm Motorized Zoom/Focus, 80m EXIR 2.0, Day/Night, True WDR, Smart IR, Dual Output (TVI/CVBS), UTC Menu, IP67, 12 VDC | Out Tur 8MP TVI IR 2.8-12 MVF | Released |  | 452 | No | 842571115383 | 2 | 6 | 7 | 7
Analog & Turbo PTZ | DS-2AE4225T-A | Outdoor PTZ, 4-inch, TurboHD, 2MP, Switchable TVI/CVI/AHD/CVBS Video, 25X Optical Zoom 16x Digital Zoom, Day/Night, IP66, 24VAC | PTZ OUT TURBO 2M 25X DN | Released |  | 830 | No | 842571121834 | 7 | 9 | 16 | 9
Analog & Turbo PTZ | DS-2AE4225T-A3 | Indoor PTZ, 4-inch, TurboHD, 2MP, Switchable TVI/CVI/AHD/CVBS Video, 25X Optical Zoom 16x Digital Zoom, Day/Night, 24VAC | PTZ OUT TURBO 2M 25X DN | Released |  | 830 | No | 842571121841 | 6 | 9 | 16 | 9
Analog & Turbo PTZ | DS-2AE5123TI-A | Outdoor PTZ, TurboHD, 1.3MP/720p, 23X Optical Zoom, Day/Night, Integrated IR, IP66, Heater, 24VAC | PTZ OUT TRBO 1.3M 23X DN IR | EOL - Preparation | DS-2AE4223T-A | 922 | No | 813908021387 | 15 | 19 | 20 | 20
Analog & Turbo PTZ | DS-2AE5225T-A | Outdoor PTZ, 5-inch, TurboHD, 2MP, Switchable TVI/CVI/AHD/CVBS Video, 25X Optical Zoom, 16x Digital Zoom, Day/Night, IP66, 24VAC | PTZ OUT TURBO 2M 25X DN | Released |  | 870 | No | 842571121896 | 12 | 19 | 12 | 12
Analog & Turbo PTZ | DS-2AE5225T-A3 | Indoor PTZ, 5-inch, TurboHD, 2MP, Switchable TVI/CVI/AHD/CVBS Video, 25X Optical Zoom 16x Digital Zoom, Day/Night, 24VAC | PTZ OUT TURBO 2M 25X DN | EOL - Preparation | DS-2AE5232T-A | 870 | No | 842571121902 | 14 | 19 | 12 | 12
Analog & Turbo PTZ | DS-2AE5230T-A3 | Indoor PTZ, TurboHD, 2MP/1080p, 30X Optical Zoom, Day/Night, 24VAC | PTZ IND TRBO 1.3M 23X DN IR | EOL - Preparation | DS-2AE5232T-A3 | 1067 | No | 813908020533 | 10 | 19 | 12 | 12
Analog & Turbo PTZ | DS-2AE5232T-A | Outdoor PTZ, 5-inch, TurboHD, 2MP, Switchable TVI/CVI/AHD/CVBS Video, 32X Optical Zoom 16x Digital Zoom, Day/Night, IP66, 24VAC | PTZ OUT TURBO 2M 32X DN | Released |  | 1067 | No | 842571121858 | 12 | 13 | 19 | 12
Analog & Turbo PTZ | DS-2AE5232T-A3 | Indoor PTZ, 5-inch, TurboHD, 2MP, Switchable TVI/CVI/AHD/CVBS Video, 32X Optical Zoom 16x Digital Zoom, Day/Night, 24VAC | PTZ OUT TURBO 2M 32X DN | Released |  | 1067 | No | 842571121865 | 14 | 13 | 19 | 12
Analog & Turbo PTZ | DS-2AE7123TI-A | Outdoor PTZ, TurboHD, 1.3MP/7200p, 23X Optical Zoom, Day/Night, Integrated IR, IP66, Heater, 24VAC | PTZ OUT TRBO 1.3M 23X DN IR | EOL - Preparation | DS-2AE7232TI-A | 1067 | No | 816783018374 | 14 | 20 | 11 | 11
Analog & Turbo PTZ | DS-2AE7232TI-A | Outdoor PTZ, 7-Inch, TurboHD, 2MP, Switchable TVI/CVI/AHD/CVBS Video, 32X Optical Zoom 16x Digital Zoom, Day/Night, 150m IR, IP66, 24VAC | PTZ OUT TURBO 2M 32X DN IR | Released |  | 1257 | No | 842571115727 | 15 | 11 | 20 | 11
Analog & Turbo PTZ | EPT-4215-D3 | Indoor PTZ, TurboHD, 2MP/1080p, 15X Optical Zoom, 120dB WDR, IP66, 12VDC | Ind PTZ TVI 2MP 15X | Released |  | 652 | No | 842571116823 | 6 | 16 | 9 | 9
Analog & Turbo PTZ | EPT-4215I-D | Outdoor PTZ, TurboHD, 2MP/1080p, 15X Optical Zoom, 120dB WDR, 100m IR, IP66, 12VDC | Out PTZ TVI 2MP IR 15X | Released |  | 707 | No | 842571116830 | 8 | 15 | 9 | 9
Bracket | AB110 | Bracket, Angled Base, 110mm | Bracket, Angled Base, 110mm | Released |  | 13 | No | 816783017667 | 1 | 2 | 5 | 5
Bracket | AB110B | Bracket, Angled Base, 110mm, Black | BRKT ANGL BASE 110MM BLK | Released |  | 13 | No | 813908029253 | 1 | 2 | 5 | 2
Bracket | AB135 | Bracket, Angled Base, 135mm | Bracket, Angled Base, 135mm | Released |  | 24 | No | 816783017568 | 1 | 2 | 6 | 6
Bracket | AB135B | Bracket, Angled Base, 135mm, Black | BRKT ANGL BASE 135MM BLK | Released |  | 24 | No | 813908029178 | 1 | 2 | 6 | 2
Bracket | AB165 | Bracket, Angled Base, 165mm | Bracket, Angled Base, 165mm | Released |  | 24 | No | 816783019487 | 3 | 4 | 7 | 8
Bracket | AB-FE | Bracket, Angled Base, FishEye | Bracket, Angled Base, FishEye | Released |  | 24 | No | 816783017704 | 1 | 2 | 7 | 7
Bracket | AB-FE2 | Bracket, Angled Base, FishEye, 2942 | Angled Base, Fisheye 2942 | Released |  | 24 | No | 813908022148 | 1 | 2 | 4 | 4
Bracket | AB-FE45 | Bracket, 45° Angled Base, Fisheye | Bracket, 45° Angled Base, 63xx | Released |  | 52 | No | 813908028614 | 3 | 8 | 9 | 8
Bracket | ABM | Bracket, Angled Base, Medium | Bracket, Angled Base, Medium | Released |  | 24 | No | 816783019500 | 4 | 3 | 8 | 8
Bracket | ABS | Bracket, Angled Base | Bracket, Angled Base | Released |  | 24 | No | 813908029352 | 1.3 | 6 | 6 | 3
Bracket | ABSB | Bracket, Black Angled Base | Bracket, Black Angled Base | Released |  | 24 | No | 813908029345 | 1.3 | 6 | 6 | 3
Bracket | ABT-1 | Bracket, Angled Base, Turret | Bracket, Angled Base, Turret | Released |  | 24 | No | 816783017735 | 1 | 2 | 5 | 5
Bracket | CB110 | Bracket, Conduit Base, 110mm | Bracket, Conduit Base, 110mm | Released |  | 24 | No | 816783017681 | 1 | 3 | 5 | 5
Bracket | CB110B | Bracket, Conduit Base, 110mm, Black | BRKT COND BASE 110MM BLK | Released |  | 24 | No | 813908029215 | 1 | 3 | 5 | 3
Bracket | CB120 | Bracket, Conduit Base, 120mm | Bracket, Conduit Base, 120mm | Released |  | 24 | No | 842571130621 | 1 | 2 | 6 | 6
Bracket | CB130 | Bracket, Conduit Base, 130mm | Bracket, Conduit Base, 130mm | Released |  | 24 | No | 816783017575 | 1 | 3 | 5 | 5
Bracket | CB130T | Bracket, Conduit Base, 130mm | Bracket, Conduit Base, 130mm | Released |  | 24 | No | 842571106237 | 1 | 7 | 2 | 6
Bracket | CB130TB | Bracket, Conduit Base, 130mm, Black finish. | BRK Conduit Base 130mm Black | Released |  | 24 | No | 842571128291 | 1 | 3 | 7 | 6
Bracket | CB135 | Bracket, Conduit Base, 135mm | Bracket, Conduit Base, 135mm | Released |  | 24 | No | 816783017698 | 1 | 2 | 7 | 6
Bracket | CB135B | Bracket, Conduit Base, 135mm, Black | BRKT COND BASE 135MM BLK | Released |  | 24 | No | 813908029222 | 1 | 2 | 7 | 2
Bracket | CB140-DM45 | Bracket, Conduit Base | Bracket, Conduit Base | Released |  | 33 | No | 842571125306 | 1 | 2 | 6 | 6
Bracket | CB140PT | Conduit box for DS-2DE3304W-DE | Bracket, PTZ, Conduit Base | Released |  | 33 | No | 813908027457 | 1 | 2 | 6 | 6
Bracket | CB155 | Bracket, Conduit Base | Bracket, Conduit Base | Released |  | 33 | No | 842571125023 | 3 | 2 | 8 | 7
Bracket | CB165 | Bracket, Conduit Base, 165MM | Bracket, Conduit Base, 165MM | Released |  | 24 | No | 816783019470 | 3 | 4 | 7 | 8
Bracket | CB-DE4A | Bracket, Conduit Base for DS-2DE4A Series Value PTZ | Bracket DE4A Series Cond Base | Released |  | 24 | No | 842571103847 | 1 | 2 | 6 | 6
Bracket | CBD-MINI | Bracket, Conduit Base | Bracket, Conduit Base | Released |  | 33 | No | 842571120868 | 2 | 3 | 7 | 6
Bracket | CBD-MINIB | Black housing Bracket, Conduit Base | Black Conduit Base | Released |  | 33 | No | 842571128314 | 2 | 3 | 7 | 6
Bracket | CB-FE | Bracket, Conduit Base, FishEye | Bracket, Conduit Base, FishEye | Released |  | 24 | No | 816783017711 | 1 | 2 | 8 | 7
Bracket | CBM | Bracket, Conduit Base, Medium | Bracket, Conduit Base, Medium | Released |  | 33 | No | 816783018640 | 1 | 2 | 7 | 6
Bracket | CBMB | Bracket, Conduit Base, Medium, black | Bracket, Conduit Base, M black | Released |  | 33 | No | 842571102840 | 2 | 2 | 7 | 6
Bracket | CB-PVP | PanoVu 3-Axis Conduit Box | Bracket PV 3axis Conduit Box | Released |  | 193 | No | 813908029659 | 8 | 8 | 14 | 12
Bracket | CBS | BRACKET CONDUIT BASE SMALL | BRACKET CONDUIT BASE SMALL | Released |  | 33 | No | 816783019517 | 2 | 3 | 6 | 6
Bracket | CBSB | Bracket, Conduit Base, Small, Black | BRKT COND BASE SML BLK | Released |  | 33 | No | 813908029307 | 3 | 3 | 6 | 6
Bracket | CBT-1 | Bracket, Conduit Base, Turret | Bracket, Conduit Base, Turret | Released |  | 54 | No | 816783017582 | 1 | 4 | 5 | 5
Bracket | CBXS | Bracket, Conduit Base, Extra Small | Bracket Conduit Base Extra S | Released |  | 26 | No | 813908025927 | 1 | 5 | 4 | 2
Bracket | CBXSB | Bracket, Conduit Base, Extra Small, Black | BRKT COND BASE XTRA SML BLK | Released |  | 26 | No | 813908029284 | 1 | 2 | 5 | 5
Bracket | CM | Bracket, Corner Mount | Bracket, Corner Mount | Released |  | 33 | No | 816783017384 | 5 | 5 | 10 | 9
Bracket | CM1 | Bracket, Corner Mount for Value Plus H.265+ VF cameras | Bracket, Corner Mount | Released |  | 33 | No | 842571106299 | 6 | 11 | 13 | 13
Bracket | CM6810 | Bracket, Ceiling mount, 6810 camera | BracketCeilingmt6810camera | Released |  | 33 | No | 842571106213 | 3 | 3 | 12 | 12
Bracket | CM-G | Bracket, Corner Mount Grey | Bracket, Corner Mount Grey | Released |  | 33 | No | 842571121025 | 5 | 1 | 10 | 7
Bracket | CMP | Bracket, PTZ, Corner Mount | Bracket, PTZ, Corner Mount | Released |  | 44 | No | 816783017599 | 3 | 5 | 8 | 7
Bracket | CMP-JB | Bracket, PTZ, Corner Mount for JBPW-L | Bracket JBPW-L CornerMt | Released |  | 44 | No | 842571111590 | 12 | 9 | 24 | 14
Bracket | CMP-JB-G | Corner Mount for JBPW-L-G - Gray | BracketJBPW-LCorner Mt Gray | Released |  | 44 | No | 842571111606 | 22 | 9 | 24 | 14
Bracket | CMPL | Bracket, PTZ, Corner Mount, Large | Bracket, PTZ, Corner Mount | Released |  | 44 | No | 813908024081 | 13 | 16 | 7 | 8
Bracket | CPM | Bracket, Ceiling Pendant Mount | Bracket, Ceiling Pendant Mount | Released |  | 45 | No | 816783017551 | 1 | 3 | 5 | 5
Bracket | CPM20-PV | PanoVu Ceiling Pendant Mount 20cm | Bracket PV Pend Ceiling 20cm | Released |  | 128 | No | 813908029680 | 3 | 7 | 11 | 7
Bracket | CPM20-PV-G | PanoVu Ceiling Pendant Mount 20cm Grey | PanoVu Pend Ceiling 20cmGrey | Released |  | 128 | No | 842571121056 | 5 | 6 | 17 | 9
Bracket | CPME | Bracket, Ceiling Pendant Mount, Extension Pipe 1" Dia x xxxmm length | Ceiling Extension Pipe 1" Dia | Released |  | 35 | No | 813908024524 | 1 | 11 | 2 | 2
Bracket | CPM-L | Bracket, PTZ, Ceiling Pendant Mount, Long | BracketPTZCeilingPendantMountL | Released |  | 57 | No | 816783017414 | 1.9 | 14 | 4 | 4
Bracket | CPM-L-G | Long Ceiling Pendant Mount - Gray | Brckt Ceiling PTZ Mt Long Gray | Released |  | 57 | No | 842571108460 | 2 | 14 | 4 | 14
Bracket | CPMPE | Bracket, PTZ, Ceiling Pendant Mount, Extension Pipe 1 1/2" Dia x xxxmm length | BRCKT EXTPIPE 1 1/2' CEILING | Released |  | 35 | No | 813908024517 | 1 | 21 | 3 | 3
Bracket | CPMPE-G | Ceiling Pendant Mount Extension, 1.5" diameter - Gray | BRCKT CPM Ext Pipe 1.5" Gray | Released |  | 35 | No | 842571108477 | 2 | 21 | 3 | 3
Bracket | CPM-PM | Pendant Mounting Bracket for PanoVu Mini DS-2PT3326IZ-DE3 | Bracket PV 3326 Pendant | Released |  | 76 | No | 842571114782 | 4 | 4 | 7 | 7
Bracket | CPM-PV | PanoVu Ceiling Pendant Mount | Bracket PV Pendant Ceiling | Released |  | 98 | No | 813908029673 | 2 | 4 | 7 | 7
Bracket | CPM-PV-G | PanoVu Ceiling Pendant Mount Grey | PanoVu Pendant Ceiling Grey | Released |  | 98 | No | 842571121049 | 3 | 10 | 7 | 7
Bracket | CPM-S | Bracket, PTZ, Ceiling Pendant Mount, Short | BracketPTZCeilingPendantMountS | Released |  | 45 | No | 816783017407 | 1.9 | 14 | 4 | 4
Bracket | CPM-S-G | Short Ceiling Pendant Mount - Gray | Brckt Ceiling PTZ Mt Shrt Gray | Released |  | 45 | No | 842571108453 | 2 | 14 | 4 | 14
Bracket | DS-DM1940W | Wall-mounted bracket, available for DS-D5019QE, DS-D5019QE-B, DS-D5022QE-B, DS-D5022FC, DS-D5032FC, DS-D5032FL, DS-D5032FL-B, DS-D5032FL-C | Wall Bracket for DS-D5032 S | Released |  | 33 | No | 842571111668 | 4 | 2 | 11 | 11
Bracket | DS-DM5555B | Base bracket, available for DS-D5055UL |  | Released |  | 54 | No | 842571104424 | 11 | 21 | 27 | 8
Bracket | JBM-SS | Bracket, Junction box, Stainless steel for DS-2CD6626DS-IZHS | Bracket, SS, Junction Box | Released |  | 433 | No | 813908028980 | 5 | 1 | 15 | 10
Bracket | JBP | Bracket, PTZ, Junction Box | Bracket, PTZ, Junction Box | Released |  | 124 | No | 816783017605 | 6 | 5 | 13 | 8
Bracket | JBPW | Bracket, PTZ, Junction Box, with Wall Bracket | WALL BRACKET, PTZ, WITH JBOX | Released |  | 152 | No | 813908024074 | 6 | 12 | 16 | 8
Bracket | JBPW-L | PTZ Wall Mount with Junction Box for G3/4 Conduit | Bracket PTZ Wall Mount w/Jbox | Released |  | 152 | No | 842571101607 | 9 | 9 | 18 | 14
Bracket | JBPW-L-G | PTZ Wall Mount with Junction Box for G3/4 Conduit - Gray | BracketPTZ JboxWall Mt Gray | Released |  | 152 | No | 842571111651 | 9 | 9 | 18 | 14
Bracket | PC110 | Bracket, Pendant Cap, 110mm | PENDANT CAP, FIXED DOME, 110MM | Released |  | 26 | No | 816783016806 | 1 | 3 | 5 | 5
Bracket | PC110B | Bracket, Pendant Cap, 110mm, Black | BRKT PEND CAP 110MM BLK | Released |  | 26 | No | 813908029185 | 1 | 3 | 5 | 3
Bracket | PC110T | Bracket, Pendant Cap, 110mm, Turret Camera | BracketPendantCap110mmTurret | Released |  | 26 | No | 816783017650 | 1 | 3 | 5 | 5
Bracket | PC110TB | Bracket, Pendant Cap, 110mm, Turret Camera, Black | BRK PND CAP 110M TURRET BLK | Released |  | 26 | No | 813908029338 | 1 | 3 | 5 | 3
Bracket | PC120 | Bracket, Pendant Cap, 120mm | Bracket, Pendant Cap, 120mm | Released |  | 26 | No | 816783017742 | 1 | 3 | 6 | 6
Bracket | PC120B | Bracket, Pendant Cap, 120mm, Black | BRKT PEND CAP 120MM BLK | Released |  | 26 | No | 813908029154 | 1 | 3 | 6 | 3
Bracket | PC130 | Bracket, Pendant Cap, 130mm | Bracket, Pendant Cap, 130mm | Released |  | 26 | No | 816783017759 | 1 | 3 | 6 | 6
Bracket | PC130B | Bracket, Pendant Cap, 130mm, Black | BRKT PEND CAP 130MM BLK | Released |  | 26 | No | 813908029260 | 1 | 3 | 6 | 3
Bracket | PC130T | Bracket, Pendant Cap, 130mm, Turret Camera | BracketPendantCap130mmTurret | Released |  | 26 | No | 816783017643 | 1 | 3 | 6 | 6
Bracket | PC130TB | Bracket, Pendant Cap, 130mm, Turret Camera, Black | BRKT PEND CAP 130MM TURR BLK | Released |  | 26 | No | 813908029505 | 4 | 3 | 6 | 6
Bracket | PC135 | Bracket, Pendant Cap, 135mm | Bracket, Pendant Cap, 135mm | Released |  | 26 | No | 816783017544 | 1 | 3 | 8 | 8
Bracket | PC135B | Bracket, Pendant Cap, 135mm, Black | BRKT PEND CAP 135MM BLK | Released |  | 26 | No | 813908029314 | 1 | 3 | 8 | 3
Bracket | PC135H | Bracket, Pendant Cap, 135mm for 2Hx5 cameras | Bracket,PendantCap 2Hx5 camera | Released |  | 26 | No | 842571112344 | 2 | 3 | 6 | 6
Bracket | PC140 | Bracket, Pendant Cap, 140mm | Bracket, Pendant Cap, 140mm | Released |  | 26 | No | 816783017766 | 1 | 3 | 6 | 6
Bracket | PC140B | Bracket, Pendant Cap, 140mm, Black | BRKT PEND CAP 140MM BLK | Released |  | 26 | No | 813908029321 | 1 | 3 | 6 | 3
Bracket | PC140PT | Pendant Cap for DS-2DE3304W-DE | Bracket, PTZ, Pendant Cap | Released |  | 26 | No | 813908027419 | 1 | 3 | 6 | 6
Bracket | PC155 | Bracket, PENDANT CAP, 155MM | Bracket, Pendant Cap, 155mm | Released |  | 39 | No | 842571101706 | 1 | 3 | 6 | 6
Bracket | PC155B | Black Bracket, PENDANT CAP, 155MM | BLK Pendant Cap, 155mm | Released |  | 39 | No | 842571128321 | 2 | 3 | 6 | 6
Bracket | PC160 | Bracket, Pendant Cap, 160mm | PENDANT CAP, FIXED DOME, 160MM | Released |  | 39 | No | 816783016813 | 2 | 5 | 8 | 8
Bracket | PC165 | Bracket, PENDANT CAP, 165MM | Bracket, Pendant Cap, 165mm | Released |  | 39 | No | 816783019494 | 5 | 8 | 10 | 9
Bracket | PC210 | Bracket, Pendant Cap 210mm | Brkt, Pend Cap, 210mm | Released |  | 39 | No | 813908029390 | 3 | 7 | 10 | 10
Bracket | PC-DE4A | Bracket, Pendant Cap for DS-2DE4A Series Value PTZ | Bracket DE4A Series Pend Cap | Released |  | 26 | No | 842571103823 | 3.57 | 9 | 8 | 6
Bracket | PC-FE | Bracket, Pendant Cap, FishEye | Bracket, Pendant Cap, FishEye | Released |  | 39 | No | 816783017728 | 1 | 2 | 7 | 6
Bracket | PC-G1 | Bracket, Pendant Cap, for DS-2CD6D54G1-IZS | Bracket, Pendant Cap, 6D54G1 | Released |  | 85 | No | 842571129953 | 3 | 6 | 12 | 12
Bracket | PM | Bracket, Pole Mount | Bracket, Pole Mount | Released |  | 33 | No | 816783017391 | 3 | 5 | 8 | 10
Bracket | PM1 | Bracket, Pole Mount for Value Plus H.265+ VF cameras | Bracket, Pole Mount | Released |  | 33 | No | 842571106282 | 4 | 6 | 13 | 9
Bracket | PM-LPR | Bracket, Pole Mount for LPR Camera | Bracket, Pole Mount | Released |  | 326 | No | 842571124712 | 8 | 11 | 65 | 11
Bracket | PMP | Bracket, PTZ, Pole Mount | Bracket, PTZ, Pole Mount | Released |  | 44 | No | 816783017636 | 2 | 6 | 9 | 8
Bracket | PMP-JB | Pole Mount for JBPW-L | Bracket JBPW-L Pole Mt | Released |  | 44 | No | 842571111613 | 10 | 13 | 18 | 14
Bracket | PMP-JB-G | Pole Mount for JBPW-L-G - Gray | Bracket JBPW-L Pole Mt Gray | Released |  | 44 | No | 842571111620 | 18 | 13 | 18 | 14
Bracket | PMPL | Bracket, PTZ, Pole Mount, Large | Bracket, PTZ, Pole Mount | Released |  | 44 | No | 813908024098 | 3 | 18 | 5 | 8
Bracket | PMP-V | Horizontal Pole Mount for CPM-S/L | Bracket, Hrzntl Pole Mt Gray | Released |  | 44 | No | 842571111637 | 4 | 5 | 8 | 7
Bracket | PMP-V-G | Horizontal Pole Mount for CPM-S/L-G - Gray | Bracket, Hrzntl Pole Mt Gray | Released |  | 44 | No | 842571111644 | 4 | 5 | 8 | 7
Bracket | PP1 | Bracket, Ceiling Pendant Mount, Fisheye , 1/4-20 | Bracket, Pendant Mount 1/4 20 | Released |  | 26 | No | 842571112672 | 1 | 7 | 50 | 7
Bracket | PP2 | Bracket, Ceiling Pendant Mount Extendable, Fisheye , 1/4-20 | Bracket, Pendant Mount 1/4 20 | Released |  | 55 | No | 842571112665 | 5 | 4 | 8 | 4
Bracket | PS12DC-1B | Power Adapter, 12VDC, 1A, with barrel connector | Power Adpt 12VDC 1A barrel | Released |  | 15 | No | 813908020366 | 1 | 4 | 2 | 3
Bracket | PS12DC-1L | Power Adapter, 12VDC, 1A, with flying leads | Power Adpt 12VDC 1A leads | Released |  | 15 | No | 813908026412 | 1 | 3 | 4 | 3
Bracket | RCM-1 | Bracket, Recessed Ceiling Mount for 27xx, 7xx, 41xx Dome Cameras | Brkt,RecClg Mt, 27xx,41xx | Released |  | 44 | No | 816783017773 | 1 | 4 | 8 | 8
Bracket | RCM-1B | Bracket, Recessed Ceiling Mount for 27xx, 7xx, 41xx Dome Cameras, Black | BRKT REC CEIL MT DM CAM BLK | Released |  | 44 | No | 813908029277 | 2 | 4 | 8 | 8
Bracket | RCM-2 | Bracket, Recessed Ceiling Mount for xxxx Dome Cameras | BracketRecessedCeilingMount2 | Released |  | 22 | No | 813908020144 | 1 | 2 | 9 | 9
Bracket | RCM-2B | Bracket, Recessed Ceiling Mount for xxxx Dome Cameras, Black | BRKT REC CEIL MT DOM BLK | Released |  | 22 | No | 813908029239 | 1 | 2 | 9 | 9
Bracket | RCM-3 | Bracket, Recessed Ceiling Mount for xxx Dome Cameras | BracketRecessedCeilingMount3 | Released |  | 22 | No | 813908020311 | 1 | 21 | 7 | 7
Bracket | RCM-3B | Bracket, Recessed Ceiling Mount for xxx Dome Cameras, Black | BRKT REC CEIL MT DOM BLK | Released |  | 22 | No | 813908029161 | 1 | 21 | 7 | 7
Bracket | RCM-4 | Recessed ceiling mount for DS-2DE3304W-DE | Bracket, PTZ, Recessed Mount | Released |  | 39 | No | 813908027402 | 1 | 4 | 8 | 8
Bracket | RCM-5 | Bracket, Recessed Ceiling Mount for DS-2CD27xxFWD-IZS | Brkt,RecClg Mt, 27x5 | Released |  | 75 | No | 842571116397 | 1 | 4 | 8 | 8
Bracket | RCM-DE4A | Bracket, Recessed Ceiling Mount for DS-2DE4A Series Value PTZ | Bracket DE4A Series Rec Mount | Released |  | 39 | No | 842571103830 | 1.4 | 4 | 10 | 10
Bracket | RCM-DM44 | Bracket, Recessed Ceiling Mount for DS-2CD27x3G1 | Brkt,RecClg Mt, 27x3G1 | Released |  | 39 | No | 842571129380 | 3 | 5 | 11 | 9
Bracket | RPM | Bracket, Roof Parapet | Bracket, Roof Parapet | Released |  | 146 | No | 816783017377 | 11 | 3 | 51 | 16
Bracket | RPM-G | Roof Parapet Mount - Gray | Bracket, Roof Parapet | Released |  | 146 | No | 842571108484 | 13 | 3 | 51 | 3
Bracket | SRS | Sun/Rain Shield, Dome | Bracket, Sun/Rain Shield | Released |  | 26 | No | 813908029291 | 1 | 8 | 11 | 6
Bracket | SRSB | Sun/Rain Shield, Wall Mount, Black |  | Released |  | 26 | No | 813908029482 | 2 | 6 | 11 | 8
Bracket | SRSL | Sun/Rain Shield, PC, Large | Sun/Rain Shield, PC, Large | Released |  | 26 | No | 813908024104 | 1 | 4 | 9 | 9
Bracket | SRSM | Sun/Rain Shield, PC, Medium | Sun/Rain Shield, PC, Medium | Released |  | 26 | No | 813908024111 | 1 | 3 | 8 | 8
Bracket | WBL | Bracket, Wall, Long, Box Camera | WALL BRACKET LONG | Released |  | 24 | No | 813908022131 | 1 | 16 | 4 | 5
Bracket | WBPT | Bracket, Upright PTZ Wall mount for DS-2DY9xx Series | Bracket, PTZ Wall for DS-2DY9x | Released |  | 259 | No | 813908029055 | 14 | 20 | 7 | 8
Bracket | WBPT-S | Bracket, Upright PTZ Wall mount for DS-2DY52xx Series | Bracket, PTZ Wall for DS-2DY5x | Released |  | 107 | No | 813908029062 | 8 | 12 | 7 | 7
Bracket | WBS | Bracket, Wall, Short, Box Camera | WALL BRACKET SHORT | Released |  | 22 | No | 813908020212 | 1 | 3 | 8 | 4
Bracket | WB-SS | Bracket, Wall mount, 316L Stainless Steel for Stainless Steel and Exproof Bullet Cameras | Bracket 316L SS Wall Mount | Released |  | 215 | No | 813908029369 | 9 | 17 | 9 | 6
Bracket | WB-XC | Bracket, Wall Mount for XC Series SS Dome | Bracket SS Wall Mount | Released |  | 33 | No | 842571110357 | 3 | 3 | 7 | 6
Bracket | WM110 | Bracket, Wall mount, 110mm, 21x2 Domes | BracketWallmount110mm21x2Domes | Released |  | 17 | No | 816783017674 | 1 | 5 | 7 | 5
Bracket | WM110B | Bracket, Wall mount, 110mm, 21x2 Domes, Black | BRKT WALL MT 110M 21X2 DM BLK | Released |  | 17 | No | 813908029192 | 1 | 5 | 7 | 7
Bracket | WM6810 | Bracket, Wall mount, 6810 camera | BracketWallmount6810camera | Released |  | 33 | No | 842571106220 | 2 | 4 | 10 | 6
Bracket | WM-C | Wall Mount | Bracket, wall mount, compact | Released |  | 24 | No | 813908022155 | 1 | 5 | 9 | 4
Bracket | WML | Bracket, Wall Mount, Long, w/ Junction Box | BracketWallMountw/JunctionBoxL | Released |  | 48 | No | 816783017629 | 3 | 11 | 10 | 6
Bracket | WMLB | Bracket, Wall Mount, Long, w/ Junction Box. Black color | Black Bracket WallMonut | Released |  | 48 | No | 813908029246 | 5 | 11 | 10 | 11
Bracket | WMP-L | Bracket, PTZ, Wall Mount, Long | Bracket, PTZ, Wall Mount, Long | Released |  | 44 | No | 816783017339 | 1.8 | 5 | 12 | 9
Bracket | WMP-MPZ | Bracket, PTZ, 2A Series only | Bracket PTZ Wall Mount Short | Released |  | 20 | No | 842571119466 | 2 | 4 | 9 | 6
Bracket | WMP-PM | Wall Mounting Bracket for PanoVu Mini DS-2PT3326IZ-DE3 | Bracket PV Wall Mt 3326 | Released |  | 15 | No | 842571114775 | 2 | 7 | 10 | 7
Bracket | WMP-PV | PanoVu Pendant Wall Mount | Bracket PV Long Wall Mount | Released |  | 107 | No | 813908029666 | 4 | 6 | 12 | 9
Bracket | WMP-PV-G | PanoVu Pendant Wall Mount Grey | Bracket PV LongWallMountGrey | Released |  | 107 | No | 842571121032 | 2 | 0.25 | 6 | 6
Bracket | WMP-S | Bracket, PTZ, Wall Mount, Short | Bracket PTZ Wall Mount Short | Released |  | 33 | No | 816783017612 | 2 | 5 | 8 | 6
Bracket | WMP-SS | Bracket, PTZ, Pendant Wall, Stainless Steel for DS-2DT6223-AELY | Bracket, PTZ, SS Pendant | Released |  | 304 | No | 813908029024 | 2 | 5 | 8 | 5
Bracket | WMR | Wall Mount Bracket NVR/DVR | Bracket, wall mount, NVRDVR | Released |  | 18 | No | 816783019524 | 0.5 | 2 | 18 | 11
Bracket | WMS | Bracket, Wall Mount, Short, w/ Junction Box | BracketWallMountw/JunctionBoxS | Released |  | 37 | No | 816783017346 | 3 | 11 | 9 | 8
Bracket | WMSB | Bracket, Wall Mount, Short, w/ Junction Box, Black | BRKT WALL MT SHRT JUN BX BLK | Released |  | 37 | No | 813908029499 | 4 | 9 | 9 | 6
Bracket | WMS-SS | Bracket, Pendant, Stainless Steel for DS-2CD6626DS-IZHS | Bracket, Dome, SS Pend Wall | Released |  | 715 | No | 813908029048 | 3 | 11 | 9 | 11
DeepinView | DS-2CD4A26FWD-IZHS/P | License Plate Recognition Camera, Outdoor Bullet, DarkFighter, 2MP/1080p, H264, 2.8-12mm, Motorized Zoom/Focus, Day/Night, WDR, EXIR up to 50m, IP67, Heater, PoE+/24VAC | LPR BLT IP67 2M2.8-12DN WDR | EOL - Preparation | DS-2CD7A26G0/P-IZHS | 1193 | No | 842571106930 | 5 | 7 | 16 | 7
DeepinView | DS-2CD4A26FWD-IZHS8/P | License Plate Recognition Camera, Outdoor Bullet, DarkFighter, 2MP/1080p, H264, 8-32mm, Motorized Zoom/Focus, Day/Night, WDR, EXIR up to 50m, IP67, Heater, PoE+/24VAC | LPR BLT IP67 2M8-32DN WDR | EOL - Preparation | DS-2CD7A26G0/P-IZHS8 | 1237 | No | 842571106923 | 5 | 7 | 16 | 7
DeepinView | DS-2CD6825G0/C-IS | DeepinView, Dual Lens People Counting by deep learning, indoor, 2.0mm, 3D view, 3DDNR, BW image, 2*2MP resolution, DWDR, 6m IR, Audio I/O, Alarm I/O, H265+, 12VDC, PoE (802.3 af) | PPL CT,IN,2mm,DWDR,IR,265+ | Released |  | 1302 | No | 842571130218 | 2 | 5 | 9 | 5
DeepinView | DS-2CD6825G0/C-IVS | DeepinView, Dual Lens People Counting by deep learning, outdoor, 2.0mm, 3D view, 3DDNR, BW image, 2*2MP resolution, DWDR, 6m IR, Audio I/O, Alarm I/O, H265+, 12VDC, PoE (802.3 af), IP67 | PPL CT2mmDWDR,IR265+IP67 | Released |  | 1500 | No | 842571130225 | 2 | 5 | 9 | 5
DeepinView | DS-2CD7026G0 | Deep Learning Box Camera, DarkFighter, 2MP, H265+, Day/Night, 140dB WDR, Audio, Alarm I/O, PoE/12VDC/24VAC | BX 2MP DN 140DB WDR POE/12DC | Released |  | 1150 | No | 842571117981 | 2 | 6 | 12 | 6
DeepinView | DS-2CD7026G0-AP | Deep Learning Box Camera, DarkFighter, 2MP, H265+, Day/Night, 140dB WDR, Audio, Alarm I/O, PoE/12VDC/24VAC, AP:ABF;P-IRIS;,1*AudioOut,1*AudioIn; | BX2MP DN140DBWDR POE/12DC AP | Released |  | 1150 | No | 842571122374 | 3 | 6 | 12 | 6
DeepinView | DS-2CD7046G0-AP | Deep Learning Box Camera, DarkFighter, 4MP, H265+, Day/Night, 140dB WDR, Audio, Alarm I/O, PoE/12VDC/24VAC, AP:ABF;P-IRIS;,1*AudioOut,1*AudioIn; | BX4MP DN140DBWDR POE/12DC AP | Released |  | 1193 | No | 842571122404 | 3 | 6 | 12 | 6
DeepinView | DS-2CD7085G0-AP | Deep Learning Box Camera, DarkFighter, 8MP, H265+, Day/Night, 140dB WDR, Audio, Alarm I/O, PoE/12VDC/24VAC, AP:ABF;P-IRIS;,1*AudioOut,1*AudioIn; | BX8MP DN140DBWDR POE/12DC AP | Released |  | 1672 | No | 842571122411 | 3 | 6 | 12 | 6
DeepinView | DS-2CD7126G0/L-IZS | Queue Detection, Deep Learning Indoor Dome, DarkFighter, 2MP, H265+, 2.8-12mm, Motorized Zoom/Focus, Day/Night, 140dB WDR, EXIR2.0, Audio, Alarm I/O, PoE/12VDC | DM Q 2MP 2.8-12 MZ 140DB IR | Released |  | 1628 | No | 842571112870 | 4 | 7 | 10 | 7
DeepinView | DS-2CD7126G0-IZS | Deep Learning Indoor Dome, DarkFighter, 2MP, H265+, 2.8-12mm, Motorized Zoom/Focus, Day/Night, 140dB WDR, EXIR2.0, Audio, Alarm I/O, PoE/12VDC | DM IN 2MP 2.8-12 MZ 140DB IR | Released |  | 1302 | No | 842571117912 | 3 | 7 | 10 | 7
DeepinView | DS-2CD7126G0-IZS8 | Deep Learning Indoor Dome, DarkFighter, 2MP, H265+, 8-32mm, Motorized Zoom/Focus, Day/Night, 140dB WDR, EXIR2.0, Audio, Alarm I/O, PoE/12VDC | DM IN 2MP 8-32 MZ 140DB IR | Released |  | 1346 | No | 842571118087 | 3 | 7 | 10 | 7
DeepinView | DS-2CD7146G0-IZS | Deep Learning Indoor Dome, DarkFighter, 4MP, H265+, 2.8-12mm, Motorized Zoom/Focus, Day/Night, 140dB WDR, EXIR2.0, Audio, Alarm I/O, PoE/12VDC | DM IN 4MP 2.8-12 MZ 140DB IR | Released |  | 1404 | No | 842571122428 | 3 | 7 | 10 | 7
DeepinView | DS-2CD7146G0-IZS8 | Deep Learning Indoor Dome, DarkFighter, 4MP, H265+, 8-32mm, Motorized Zoom/Focus, Day/Night, 140dB WDR, EXIR2.0, Audio, Alarm I/O, PoE/12VDC | DM IN 4MP 8-32 MZ 140DB IR | Released |  | 1448 | No | 842571125900 | 4 | 7 | 10 | 7
DeepinView | DS-2CD7185G0-IZS | Deep Learning Indoor Dome, DarkFighter, 8MP, H265+, 2.8-12mm, Motorized Zoom/Focus, Day/Night, 140dB WDR, EXIR2.0, Audio, Alarm I/O, PoE/12VDC | DM IN 8MP 2.8-12 MZ 140DB IR | Released |  | 1926 | No | 842571122435 | 3 | 7 | 10 | 7
DeepinView | DS-2CD7185G0-IZS8 | Deep Learning Indoor Dome, DarkFighter, 8MP, H265+, 8-32mm, Motorized Zoom/Focus, Day/Night, 140dB WDR, EXIR2.0, Audio, Alarm I/O, PoE/12VDC | DM IN 8MP 8-32 MZ 140DB IR | Released |  | 1970 | No | 842571125931 | 5 | 7 | 10 | 7
DeepinView | DS-2CD7526G0-IZHS | Deep Learning Outdoor Dome, DarkFighter, 2MP, H265+, 2.8-12mm, Motorized Zoom/Focus, Day/Night, 140dB WDR, EXIR2.0, Alarm I/O, Heater, PoE/12VDC | DM 2M 2.8-12MZ DN WDR EXIR | Released |  | 1628 | No | 842571118186 | 5 | 8 | 10 | 9
DeepinView | DS-2CD7526G0-IZHS8 | Deep Learning Outdoor Dome, DarkFighter, 2MP, H265+, 8-32mm, Motorized Zoom/Focus, Day/Night, 140dB WDR, EXIR2.0, Alarm I/O, Heater, PoE/12VDC | DM 2M 8-32MZ DN WDR EXIR | Released |  | 1672 | No | 842571122466 | 5 | 7 | 10 | 8
DeepinView | DS-2CD7546G0-IZHS | Deep Learning Outdoor Dome, DarkFighter, 4MP, H265+, 2.8-12mm, Motorized Zoom/Focus, Day/Night, 140dB WDR, EXIR2.0, Alarm I/O, Heater, PoE/12VDC | DM 4M 2.8-12MZ DN WDR EXIR | Released |  | 1826 | No | 842571122473 | 5 | 7 | 10 | 8
DeepinView | DS-2CD7546G0-IZHS8 | Deep Learning Outdoor Dome, DarkFighter, 4MP, H265+, 8-32mm, Motorized Zoom/Focus, Day/Night, 140dB WDR, EXIR2.0, Alarm I/O, Heater, PoE/12VDC | DM 4M 8-32MZ DN WDR EXIR | Released |  | 1870 | No | 842571125870 | 5 | 7 | 10 | 8
DeepinView | DS-2CD7585G0-IZHS | Deep Learning Outdoor Dome, DarkFighter, 8MP, H265+, 2.8-12mm, Motorized Zoom/Focus, Day/Night, 140dB WDR, EXIR2.0, Alarm I/O, Heater, PoE/12VDC | DM 8M 2.8-12MZ DN WDR EXIR | Released |  | 2350 | No | 842571122480 | 5 | 7 | 10 | 8
DeepinView | DS-2CD7585G0-IZHS8 | Deep Learning Outdoor Dome, DarkFighter, 8MP, H265+, 8-32mm, Motorized Zoom/Focus, Day/Night, 140dB WDR, EXIR2.0, Alarm I/O, Heater, PoE/12VDC | DM 8M 8-32MZ DN WDR EXIR | Released |  | 2393 | No | 842571125894 | 5 | 7 | 10 | 8
DeepinView | DS-2CD7A26G0/P-IZHS | Deep Learning License Plate Recognition Camera, Outdoor Bullet, DarkFighter, 2MP/1080p, H264, 2.8-12mm, Motorized Zoom/Focus, Day/Night, 140dB WDR, EXIR up to 30m, IP67,IK10 , Heater, PoE+/24VAC | LPR BLT IP67 2M 2.8-12 WDR | Released |  | 1193 | No | 842571122954 | 7 | 7 | 16 | 8
DeepinView | DS-2CD7A26G0/P-IZHS8 | Deep Learning License Plate Recognition Camera, Outdoor Bullet, DarkFighter, 2MP/1080p, H264, 8-32mm, Motorized Zoom/Focus, Day/Night, 140dB WDR, EXIR up to 30m, IP67,IK10 , Heater, PoE+/24VAC | LPR BLT IP67 2M 8-32 WDR | Released |  | 1237 | No | 842571123890 | 7 | 7 | 16 | 8
DeepinView | DS-2CD7A26G0-IZHS | Deep Learning Outdoor Bullet, DarkFighter, 2MP, H265+, 2.8-12mm, Motorized Zoom/Focus, Day/Night, 140dB WDR, EXIR2.0, Alarm I/O, Heater, PoE/12VDC | BLT 2M 2.8-12MZ DN WDR EXIR | Released |  | 1628 | No | 842571116366 | 6 | 7 | 16 | 7
DeepinView | DS-2CD7A26G0-IZHS8 | Deep Learning Outdoor Bullet, DarkFighter, 2MP, H265+, 8-32mm, Motorized Zoom/Focus, Day/Night, 140dB WDR, EXIR2.0, Alarm I/O, Heater, PoE/12VDC | BLT 2M 8-32MZ DN WDR EXIR | Released |  | 1672 | No | 842571118063 | 7 | 7 | 16 | 7
DeepinView | DS-2CD7A46G0-IZHS | Deep Learning Outdoor Bullet, DarkFighter, 4MP, H265+, 2.8-12mm, Motorized Zoom/Focus, Day/Night, 140dB WDR, EXIR2.0, Alarm I/O, Heater, PoE/12VDC | BLT 4M 2.8-12MZ DN WDR EXIR | Released |  | 1826 | No | 842571122442 | 7 | 7 | 16 | 7
DeepinView | DS-2CD7A46G0-IZHS8 | Deep Learning Outdoor Bullet, DarkFighter, 4MP, H265+, 8-32mm, Motorized Zoom/Focus, Day/Night, 140dB WDR, EXIR2.0, Alarm I/O, Heater, PoE/12VDC | BLT 4M 8-32MZ DN WDR EXIR | Released |  | 1870 | No | 842571125917 | 7 | 7 | 16 | 7
DeepinView | DS-2CD7A85G0-IZHS | Deep Learning Outdoor Bullet, DarkFighter, 8MP, H265+, 2.8-12mm, Motorized Zoom/Focus, Day/Night, 140dB WDR, EXIR2.0, Alarm I/O, Heater, PoE/12VDC | BLT 8M 2.8-12MZ DN WDR EXIR | Released |  | 2350 | No | 842571122459 | 7 | 7 | 16 | 7
DeepinView | DS-2CD7A85G0-IZHS8 | Deep Learning Outdoor Bullet, DarkFighter, 8MP, H265+, 8-32mm, Motorized Zoom/Focus, Day/Night, 140dB WDR, EXIR2.0, Alarm I/O, Heater, PoE/12VDC | BLT 8M 8-32MZ DN WDR EXIR | Released |  | 2393 | No | 842571125887 | 7 | 7 | 16 | 7
DeepinView | iDS-2CD6412FWD/C 2.1mm | Intelligent Series, People Counting Camera, Indoor Compact Dome, 1.3MP, True WDR | PEOPLE COUNT, 1.3MP 120dB WDR | Released |  | 924 | No | 813908025170 | 1 | 5 | 10 | 6
DeepinView | iDS-2CD6412FWD/C 2.8mm | Intelligent Series, People Counting Camera, Indoor Compact Dome, 1.3MP, True WDR | PEOPLE CNT, 2.8mm, 1.3MP WDR | Released |  | 924 | No | 813908029376 | 2 | 5 | 10 | 6
DeepinView | iDS-2CD6810F/C 2.0mm | Intelligent Series, Dual Lens People Counting Camera, Indoor, 2.0mm, 3D view, 3DDNR, BW image, 640x960 resolution | PEOPLE CT, 2mm, Dual 120dB WDR | Released |  | 1302 | No | 842571102215 | 1 | 3 | 9 | 5
DeepinView | iDS-2CD6810F/C 2.8mm | Intelligent Series, Dual Lens People Counting Camera, Indoor, 2.8mm, 3D view, 3DDNR, BW image, 640x960 resolution | PEOPLE CT,2.8mm Dual 120dB WDR | Released |  | 1302 | No | 842571102222 | 1 | 3 | 9 | 5
DeepinView | iDS-2CD6810F/C 4.0mm | Intelligent Series, Dual Lens People Counting Camera, Indoor, 4.0mm, 3D view, 3DDNR, BW image, 640x960 resolution | PEOPLE CT, 4mm Dual 120dB WDR | Released |  | 1302 | No | 842571102239 | 1 | 5 | 10 | 6
DeepinView | iDS-2CD6810F-IV/C 2.8mm | Intelligent Series, Dual Lens People Counting Camera, 2.8mm, 3D view, 3DDNR, BW image, 640x960 resolution. IP67 | PPL CT,2.8mm Dual120dB IP67 | Released |  | 1500 | No | 842571127539 | 3 | 5 | 11 | 5
DeepinView | iDS-2CD6810F-IV/C 4mm | Intelligent Series, Dual Lens People Counting Camera, 4mm, 3D view, 3DDNR, BW image, 640x960 resolution. IP67 | PPL CT,4mm Dual120dB IP67 | Released |  | 1500 | No | 842571127522 | 3 | 5 | 11 | 5
DeepinView | iDS-2CD8426G0/F-I 4mm | DeepinView Face Recognition Dual Lens Camera, Indoor, 2MP, 4mm Lens, H265+, 5 video streams 120dB WDR, IR range up to 10 m,36 VDC, max. 27 W, 0.75A | ID 2MP DN 120DB WDR 36VDC | Released |  | 4780 | No | 842571111460 | 2 | 6 | 12 | 6
DeepinView | iDS-9632NXI-I8/4F | Face Recognition DeepinMind NVR, 32-Channel, H265+, up to 12MP, HDMI (1-4K; 1- 1080p), 8-SATA, No HDD | NVR 32CH upto 4K HDMI 0HDD | Released |  | 15215 | No | 842571118308 | 26 | 23 | 22 | 9
DVR | DS-7204HQI-K1 | Tribrid DVR, 4 Channel TurboHD/Analog, Auto-Detect, H.265+/H.265, 720p Real-time/2MP15 + 1-4MP IP Camera, HDMI, Alarm I/O, No Front Panel Control, No HDD | TRI DVR 4-ch 2MP H.265 | Released |  | 124 | No | 842571105025 | 5 | 4 | 20 | 12
DVR | DS-7204HQI-K1/P | Tribrid DVR, 4 Channel TurboHD/Analog, Auto-Detect, H.265+/H.265, 720p Real-time/2MP15 + 1-4MP IP Camera, HDMI, Alarm I/O, No Front Panel Control, Power over Coax, No HDD | TRI DVR 4-ch 2MP H.265 PoC | Released |  | 235 | No | 842571108606 | 6 | 4 | 20 | 12
DVR | DS-7204HQI-K1/P-1TB | Tribrid DVR, 4 Channel TurboHD/Analog, Auto-Detect, H.265+/H.265, 720p Real-time/2MP15 + 1-4MP IP Camera, HDMI, Alarm I/O, No Front Panel Control, Power over Coax, 1 TB | TRI DVR 4-ch 2MP H.265 PoC 1TB | Released |  | 446 | No | 842571108699 | 8 | 4 | 20 | 12
DVR | DS-7204HQI-K1/P-2TB | Tribrid DVR, 4 Channel TurboHD/Analog, Auto-Detect, H.265+/H.265, 720p Real-time/2MP15 + 1-4MP IP Camera, HDMI, Alarm I/O, No Front Panel Control, Power over Coax, 2 TB | TRI DVR 4-ch 2MP H.265 PoC 2TB | Released |  | 519 | No | 842571108705 | 8 | 4 | 20 | 12
DVR | DS-7204HQI-K1/P-3TB | Tribrid DVR, 4 Channel TurboHD/Analog, Auto-Detect, H.265+/H.265, 720p Real-time/2MP15 + 1-4MP IP Camera, HDMI, Alarm I/O, No Front Panel Control, Power over Coax, 3 TB | TRI DVR4-ch 2MP H.265 PoC | EOL - Preparation | DS-7204HQI-K1/P-4TB | 653 | No | 842571108712 | 8 | 4 | 20 | 12
DVR | DS-7204HQI-K1/P-4TB | Tribrid DVR, 4 Channel TurboHD/Analog, Auto-Detect, H.265+/H.265, 720p Real-time/2MP15 + 1-4MP IP Camera, HDMI, Alarm I/O, No Front Panel Control, Power over Coax, 4 TB | TRI DVR 4-ch 2MP H.265 PoC 4TB | Released |  | 774 | No | 842571108729 | 8 | 4 | 20 | 12
DVR | DS-7204HQI-K1/P-6TB | Tribrid DVR, 4 Channel TurboHD/Analog, Auto-Detect, H.265+/H.265, 720p Real-time/2MP15 + 1-4MP IP Camera, HDMI, Alarm I/O, No Front Panel Control, Power over Coax, 6 TB | TRI DVR 4-ch 2MP H.265 PoC 6TB | Released |  | 1042 | No | 842571108736 | 8 | 4 | 20 | 12
DVR | DS-7204HQI-K1/P-8TB | Tribrid DVR, 4 Channel TurboHD/Analog, Auto-Detect, H.265+/H.265, 720p Real-time/2MP15 + 1-4MP IP Camera, HDMI, Alarm I/O, No Front Panel Control, Power over Coax,8 TB | TRI DVR 4-Ch 2MP H.265 PoC 8TB | Released |  | 1148 | No | 842571115550 | 9 | 4 | 20 | 12
DVR | DS-7204HQI-K1-1TB | Tribrid DVR, 4 Channel TurboHD/Analog, Auto-Detect, H.265+/H.265, 720p Real-time/2MP15 + 1-4MP IP Camera, HDMI, Alarm I/O, No Front Panel Control, 1 TB | TRI DVR 4-ch 2MP H.265 1TB | Released |  | 280 | No | 842571108880 | 8 | 4 | 20 | 12
DVR | DS-7204HQI-K1-2TB | Tribrid DVR, 4 Channel TurboHD/Analog, Auto-Detect, H.265+/H.265, 720p Real-time/2MP15 + 1-4MP IP Camera, HDMI, Alarm I/O, No Front Panel Control, 2 TB | TRI DVR 4-ch 2MP H.265 2TB | Released |  | 352 | No | 842571108897 | 8 | 4 | 20 | 12
DVR | DS-7204HQI-K1-3TB | Tribrid DVR, 4 Channel TurboHD/Analog, Auto-Detect, H.265+/H.265, 720p Real-time/2MP15 + 1-4MP IP Camera, HDMI, Alarm I/O, No Front Panel Control, 3 TB | TRI DVR 4-ch 2MP H.265 3TB | EOL - Preparation | DS-7204HQI-K1-4TB | 450 | No | 842571108903 | 8 | 4 | 20 | 12
DVR | DS-7204HQI-K1-4TB | Tribrid DVR, 4 Channel TurboHD/Analog, Auto-Detect, H.265+/H.265, 720p Real-time/2MP15 + 1-4MP IP Camera, HDMI, Alarm I/O, No Front Panel Control, 4 TB | TRI DVR 4-ch 2MP H.265 4TB | Released |  | 526 | No | 842571108910 | 8 | 4 | 20 | 12
DVR | DS-7204HQI-K1-6TB | Tribrid DVR, 4 Channel TurboHD/Analog, Auto-Detect, H.265+/H.265, 720p Real-time/2MP15 + 1-4MP IP Camera, HDMI, Alarm I/O, No Front Panel Control, 6 TB | TRI DVR 4-ch 2MP H.265 6TB | Released |  | 736 | No | 842571108934 | 8 | 4 | 20 | 12
DVR | DS-7204HQI-K1-8TB | Tribrid DVR, 4 Channel TurboHD/Analog, Auto-Detect, H.265+/H.265, 720p Real-time/2MP15 + 1-4MP IP Camera, HDMI, Alarm I/O, No Front Panel Control, 8 TB | TRI DVR 4-Ch 2MP H.265 8TB | Released |  | 1076 | No | 842571115543 | 11 | 2 | 10 | 9
DVR | DS-7204HTI-K1 | Tribrid DVR, 4 Channel TurboHD/Analog, Auto-Detect, H.265+/H.265, 720p Real-time/5MP20/8MP12 + 2-8MP IP Camera, HDMI, Alarm I/O, No Front Panel Control, No HDD | TRI DVR 4-ch 8MP H.265 No HDD | Released |  | 433 | No | 842571116342 | 5 | 4 | 19 | 11
DVR | DS-7204HTI-K1-1TB | Tribrid DVR, 4 Channel TurboHD/Analog, Auto-Detect, H.265+/H.265, 720p Real-time/5MP20/8MP12 + 2-8MP IP Camera, HDMI, Alarm I/O, No Front Panel Control, 1 TB | TRI DVR 4-ch 8MP H.265 1TB | Released |  | 596 | No | 842571116618 | 7 | 4 | 19 | 11
DVR | DS-7204HTI-K1-2TB | Tribrid DVR, 4 Channel TurboHD/Analog, Auto-Detect, H.265+/H.265, 720p Real-time/5MP20/8MP12 + 2-8MP IP Camera, HDMI, Alarm I/O, No Front Panel Control, 2 TB | TRI DVR 4-ch 8MP H.265 2TB | Released |  | 661 | No | 842571116625 | 7 | 4 | 19 | 11
DVR | DS-7204HTI-K1-3TB | Tribrid DVR, 4 Channel TurboHD/Analog, Auto-Detect, H.265+/H.265, 720p Real-time/5MP20/8MP12 + 2-8MP IP Camera, HDMI, Alarm I/O, No Front Panel Control, 3 TB | TRI DVR 4-ch 8MP H.265 3TB | EOL - Preparation | DS-7204HTI-K1-4TB | 780 | No | 842571116632 | 7 | 4 | 19 | 11
DVR | DS-7204HTI-K1-4TB | Tribrid DVR, 4 Channel TurboHD/Analog, Auto-Detect, H.265+/H.265, 720p Real-time/5MP20/8MP12 + 2-8MP IP Camera, HDMI, Alarm I/O, No Front Panel Control, 4 TB | TRI DVR 4-ch 8MP H.265 4TB | Released |  | 889 | No | 842571116649 | 7 | 4 | 19 | 11
DVR | DS-7204HTI-K1-6TB | Tribrid DVR, 4 Channel TurboHD/Analog, Auto-Detect, H.265+/H.265, 720p Real-time/5MP20/8MP12 + 2-8MP IP Camera, HDMI, Alarm I/O, No Front Panel Control, 6 TB | TRI DVR 4-ch 8MP H.265 6TB | Released |  | 1128 | No | 842571116656 | 7 | 4 | 19 | 11
DVR | DS-7204HTI-K1-8TB | Tribrid DVR, 4 Channel TurboHD/Analog, Auto-Detect, H.265+/H.265, 720p Real-time/5MP20/8MP12 + 2-8MP IP Camera, HDMI, Alarm I/O, No Front Panel Control, 8 TB | TRI DVR 4-ch 8MP H.265 8TB | Released |  | 1346 | No | 842571116663 | 7 | 4 | 19 | 11
DVR | DS-7204HUHI-F1/N | Tribrid DVR, 4 Channel TurboHD/Analog, Auto-Detect, H.264, 720p Real-time/1080p15 + 2-4MP IP Camera, HDMI, Alarm I/O, No Front Panel Control, 1 HDD | TRI DVR 4ch H264+ 3MP 1HDD | Released | DS-7204HUI-K1 | 207 | No | 813908025231 | 4 | 3 | 19 | 12
DVR | DS-7204HUHI-F1/N-1TB | Tribrid DVR, 4 Channel TurboHD/Analog, Auto-Detect, H.264, 720p Real-time/1080p15 + 2-4MP IP Camera, HDMI, Alarm I/O, No Front Panel Control, 1 TB HDD | TRI DVR 4ch H264+ 3MP 1TB | Released | DS-7204HUI-K1-1TB | 370 | No | 813908029871 | 6 | 19 | 12 | 3
DVR | DS-7204HUHI-F1/N-2TB | Tribrid DVR, 4 Channel TurboHD/Analog, Auto-Detect, H.264, 720p Real-time/1080p15 + 2-4MP IP Camera, HDMI, Alarm I/O, No Front Panel Control, 2 TB HDD | TRI DVR 4ch H264+ 3MP 2TB | Released | DS-7204HUI-K1-2TB | 435 | No | 813908029888 | 6 | 19 | 12 | 3
DVR | DS-7204HUHI-F1/N-4TB | Tribrid DVR, 4 Channel TurboHD/Analog, Auto-Detect, H.264, 720p Real-time/1080p15 + 2-4MP IP Camera, HDMI, Alarm I/O, No Front Panel Control, 4 TB HDD | TRI DVR 4ch H264+ 3MP 4TB | Released | DS-7204HUI-K1-4TB | 663 | No | 813908029895 | 6 | 19 | 12 | 3
DVR | DS-7204HUHI-F1/N-6TB | Tribrid DVR, 4 Channel TurboHD/Analog, Auto-Detect, H.264, 720p Real-time/1080p15 + 2-4MP IP Camera, HDMI, Alarm I/O, No Front Panel Control, 6 TB HDD | TRI DVR 4ch H264+ 3MP 6TB | Released | DS-7204HUI-K1-6TB | 902 | No | 813908029901 | 6 | 19 | 12 | 3
DVR | DS-7204HUI-K1 | Tribrid DVR, 4 Channel TurboHD/Analog, Auto-Detect, H.265+/H.265, 720p Real-time/5MP12 + 2-6MP IP Camera, HDMI, Alarm I/O, No Front Panel Control, No HDD | TRI DVR 4-ch 5MP H.265 | Released |  | 248 | No | 842571105032 | 5 | 4 | 20 | 12
DVR | DS-7204HUI-K1/P | Tribrid DVR, 4 Channel TurboHD/Analog, Auto-Detect, H.265+/H.265, 720p Real-time/5MP12 + 2-6MP IP Camera, HDMI, Alarm I/O, No Front Panel Control, Power over Coax, No HDD | TRI DVR 4-ch 5MP H.265 PoC | Released |  | 293 | No | 842571108620 | 6 | 4 | 20 | 12
DVR | DS-7204HUI-K1/P-1TB | Tribrid DVR, 4 Channel TurboHD/Analog, Auto-Detect, H.265+/H.265, 720p Real-time/5MP12 + 2-6MP IP Camera, HDMI, Alarm I/O, No Front Panel Control, Power over Coax, 1 TB | TRI DVR 4-ch 5MP H.265 PoC 1TB | Released |  | 511 | No | 842571109092 | 8 | 4 | 20 | 12
DVR | DS-7204HUI-K1/P-2TB | Tribrid DVR, 4 Channel TurboHD/Analog, Auto-Detect, H.265+/H.265, 720p Real-time/5MP12 + 2-6MP IP Camera, HDMI, Alarm I/O, No Front Panel Control, Power over Coax, 2 TB | TRI DVR 4-ch 5MP H.265 PoC 2TB | Released |  | 584 | No | 842571109108 | 8 | 4 | 20 | 12
DVR | DS-7204HUI-K1/P-3TB | Tribrid DVR, 4 Channel TurboHD/Analog, Auto-Detect, H.265+/H.265, 720p Real-time/5MP12 + 2-6MP IP Camera, HDMI, Alarm I/O, No Front Panel Control, Power over Coax, 3 TB | TRI DVR 4-ch 5MP H.265 PoC | EOL - Preparation | DS-7204HUI-K1/P-4TB | 718 | No | 842571109115 | 8 | 4 | 20 | 12
DVR | DS-7204HUI-K1/P-4TB | Tribrid DVR, 4 Channel TurboHD/Analog, Auto-Detect, H.265+/H.265, 720p Real-time/5MP12 + 2-6MP IP Camera, HDMI, Alarm I/O, No Front Panel Control, Power over Coax, 4 TB | TRI DVR 4-ch 5MP H.265 PoC 4TB | Released |  | 840 | No | 842571109122 | 8 | 4 | 20 | 12
DVR | DS-7204HUI-K1/P-6TB | Tribrid DVR, 4 Channel TurboHD/Analog, Auto-Detect, H.265+/H.265, 720p Real-time/5MP12 + 2-6MP IP Camera, HDMI, Alarm I/O, No Front Panel Control, Power over Coax, 6 TB | TRI DVR 4-ch 5MP H.265 PoC 6TB | Released |  | 1108 | No | 842571109139 | 8 | 4 | 20 | 12
DVR | DS-7204HUI-K1/P-8TB | Tribrid DVR, 4 Channel TurboHD/Analog, Auto-Detect, H.265+/H.265, 720p Real-time/5MP12 + 2-6MP IP Camera, HDMI, Alarm I/O, No Front Panel Control, Power over Coax, 8 TB | TRI DVR 4-ch 5MP H.265 PoC 8TB | Released |  | 1412 | No | 842571109146 | 8 | 4 | 20 | 12
DVR | DS-7204HUI-K1-1TB | Tribrid DVR, 4 Channel TurboHD/Analog, Auto-Detect, H.265+/H.265, 720p Real-time/5MP12 + 2-6MP IP Camera, HDMI, Alarm I/O, No Front Panel Control, 1 TB | TRI DVR 4-ch 5MP H.265 1TB | Released |  | 460 | No | 842571109238 | 8 | 4 | 20 | 12
DVR | DS-7204HUI-K1-2TB | Tribrid DVR, 4 Channel TurboHD/Analog, Auto-Detect, H.265+/H.265, 720p Real-time/5MP12 + 2-6MP IP Camera, HDMI, Alarm I/O, No Front Panel Control, 2 TB | TRI DVR 4-ch 5MP H.265 2TB | Released |  | 533 | No | 842571109245 | 8 | 4 | 20 | 12
DVR | DS-7204HUI-K1-3TB | Tribrid DVR, 4 Channel TurboHD/Analog, Auto-Detect, H.265+/H.265, 720p Real-time/5MP12 + 2-6MP IP Camera, HDMI, Alarm I/O, No Front Panel Control, 3 TB | TRI DVR 4-ch 5MP H.265 3TB | EOL - Preparation | DS-7204HUI-K1-4TB | 667 | No | 842571109252 | 8 | 4 | 20 | 12
DVR | DS-7204HUI-K1-4TB | Tribrid DVR, 4 Channel TurboHD/Analog, Auto-Detect, H.265+/H.265, 720p Real-time/5MP12 + 2-6MP IP Camera, HDMI, Alarm I/O, No Front Panel Control, 4 TB | TRI DVR 4-ch 5MP H.265 4TB | Released |  | 789 | No | 842571109269 | 8 | 4 | 20 | 12
DVR | DS-7204HUI-K1-6TB | Tribrid DVR, 4 Channel TurboHD/Analog, Auto-Detect, H.265+/H.265, 720p Real-time/5MP12 + 2-6MP IP Camera, HDMI, Alarm I/O, No Front Panel Control, 6 TB | TRI DVR 4-ch 5MP H.265 6TB | Released |  | 1057 | No | 842571109276 | 8 | 4 | 20 | 12
DVR | DS-7204HUI-K1-8TB | Tribrid DVR, 4 Channel TurboHD/Analog, Auto-Detect, H.265+/H.265, 720p Real-time/5MP12 + 2-6MP IP Camera, HDMI, Alarm I/O, No Front Panel Control, 8 TB | TRI DVR 4-ch 5MP H.265 8TB | Released |  | 1385 | No | 842571109283 | 8 | 4 | 20 | 12
DVR | DS-7208HGHI-SH | Tribrid DVR, 8 Channel TurboHD/Analog, Auto-Detect,, H.264, 720p Real-time/1080p15 + 2-1080p IP Cameras, HDMI, Alarm I/O, No Front Panel Control, No HDD | TDVR 8CH HD/ANA/IP 2SATA0HDD | EOL - Preparation | DS-7208HQI-K2 | 233 | No | 816783018329 | 7 | 15 | 17 | 5
DVR | DS-7208HQI-K2 | Tribrid DVR, 8 Channel TurboHD/Analog, Auto-Detect, H.265+/H.265, 720p Real-time/2MP15 + 2-4MP IP Camera, HDMI, Alarm I/O, No Front Panel Control, No HDD | TRI DVR 8-ch 2MP H.265 | Released |  | 233 | No | 842571105049 | 8 | 16 | 18 | 6
DVR | DS-7208HQI-K2/P | Tribrid DVR, 8 Channel TurboHD/Analog, Auto-Detect, H.265+/H.265, 720p Real-time/2MP15 + 2-4MP IP Camera, HDMI, Alarm I/O, No Front Panel Control, Power over Coax, 2 HDD | TRI DVR 8-ch 2MP H.265 PoC | Released |  | 402 | No | 842571109016 | 8 | 16 | 18 | 6
DVR | DS-7208HQI-K2/P-12TB | Tribrid DVR, 8 Channel TurboHD/Analog, Auto-Detect, H.265+/H.265, 720p Real-time/2MP15 + 2-4MP IP Camera, HDMI, Alarm I/O, No Front Panel Control, Power over Coax, 12 TB | TRI DVR8ch2MP H.265 PoC 12TB | Released |  | 2009 | No | 842571108804 | 12 | 4 | 20 | 12
DVR | DS-7208HQI-K2/P-16TB | Tribrid DVR, 8 Channel TurboHD/Analog, Auto-Detect, H.265+/H.265, 720p Real-time/2MP15 + 2-4MP IP Camera, HDMI, Alarm I/O, No Front Panel Control, Power over Coax, 16 TB | DVR 8ch 2MP H.265 PoC 16TB | Released |  | 2400 | No | 842571116588 | 10 | 16 | 18 | 6
DVR | DS-7208HQI-K2/P-1TB | Tribrid DVR, 8 Channel TurboHD/Analog, Auto-Detect, H.265+/H.265, 720p Real-time/2MP15 + 2-4MP IP Camera, HDMI, Alarm I/O, No Front Panel Control, Power over Coax, 1 TB | TRI DVR 8-ch 2MP H.265 PoC 1TB | Released |  | 633 | No | 842571108743 | 10 | 4 | 20 | 12
DVR | DS-7208HQI-K2/P-2TB | Tribrid DVR, 8 Channel TurboHD/Analog, Auto-Detect, H.265+/H.265, 720p Real-time/2MP15 + 2-4MP IP Camera, HDMI, Alarm I/O, No Front Panel Control, Power over Coax, 2 TB | TRI DVR 8-ch 2MP H.265 PoC 2TB | Released |  | 706 | No | 842571108750 | 10 | 4 | 20 | 12
DVR | DS-7208HQI-K2/P-3TB | Tribrid DVR, 8 Channel TurboHD/Analog, Auto-Detect, H.265+/H.265, 720p Real-time/2MP15 + 2-4MP IP Camera, HDMI, Alarm I/O, No Front Panel Control, Power over Coax, 3 TB | TRI DVR 8-ch 2MP H.265 PoC | EOL - Preparation | DS-7208HQI-K2/P-4TB | 840 | No | 842571108767 | 10 | 4 | 20 | 12
DVR | DS-7208HQI-K2/P-4TB | Tribrid DVR, 8 Channel TurboHD/Analog, Auto-Detect, H.265+/H.265, 720p Real-time/2MP15 + 2-4MP IP Camera, HDMI, Alarm I/O, No Front Panel Control, Power over Coax, 4 TB | TRI DVR 8-ch 2MP H.265 PoC 4TB | Released |  | 962 | No | 842571108774 | 10 | 4 | 20 | 12
DVR | DS-7208HQI-K2/P-6TB | Tribrid DVR, 8 Channel TurboHD/Analog, Auto-Detect, H.265+/H.265, 720p Real-time/2MP15 + 2-4MP IP Camera, HDMI, Alarm I/O, No Front Panel Control, Power over Coax, 6 TB | TRI DVR 8-ch 2MP H.265 PoC 6TB | Released |  | 1230 | No | 842571108781 | 10 | 4 | 20 | 12
DVR | DS-7208HQI-K2/P-8TB | Tribrid DVR, 8 Channel TurboHD/Analog, Auto-Detect, H.265+/H.265, 720p Real-time/2MP15 + 2-4MP IP Camera, HDMI, Alarm I/O, No Front Panel Control, Power over Coax, 8 TB | TRI DVR 8-ch 2MP H.265 PoC 8TB | Released |  | 1473 | No | 842571108798 | 10 | 4 | 20 | 12
DVR | DS-7208HQI-K2-12TB | Tribrid DVR, 8 Channel TurboHD/Analog, Auto-Detect, H.265+/H.265, 720p Real-time/2MP15 + 2-4MP IP Camera, HDMI, Alarm I/O, No Front Panel Control, 12 TB | TRI DVR 8-ch 2MP H.265 12TB | Released |  | 1624 | No | 842571109009 | 12 | 16 | 18 | 6
DVR | DS-7208HQI-K2-16TB | Tribrid DVR, 8 Channel TurboHD/Analog, Auto-Detect, H.265+/H.265, 720p Real-time/2MP15 + 2-4MP IP Camera, HDMI, Alarm I/O, No Front Panel Control, 16 TB | TRI DVR 8-ch 2MP H.265 16TB | Released |  | 1894 | No | 842571116564 | 10 | 16 | 18 | 6
DVR | DS-7208HQI-K2-1TB | Tribrid DVR, 8 Channel TurboHD/Analog, Auto-Detect, H.265+/H.265, 720p Real-time/2MP15 + 2-4MP IP Camera, HDMI, Alarm I/O, No Front Panel Control, 1 TB | TRI DVR 8-ch 2MP H.265 1TB | Released |  | 389 | No | 842571108941 | 10 | 16 | 18 | 6
DVR | DS-7208HQI-K2-2TB | Tribrid DVR, 8 Channel TurboHD/Analog, Auto-Detect, H.265+/H.265, 720p Real-time/2MP15 + 2-4MP IP Camera, HDMI, Alarm I/O, No Front Panel Control, 2 TB | TRI DVR 8-ch 2MP H.265 2TB | Released |  | 461 | No | 842571108958 | 10 | 16 | 18 | 6
DVR | DS-7208HQI-K2-3TB | Tribrid DVR, 8 Channel TurboHD/Analog, Auto-Detect, H.265+/H.265, 720p Real-time/2MP15 + 2-4MP IP Camera, HDMI, Alarm I/O, No Front Panel Control, 3 TB | TRI DVR 8-ch 2MP H.265 3TB | EOL - Preparation | DS-7208HQI-K2-4TB | 559 | No | 842571108965 | 10 | 16 | 18 | 6
DVR | DS-7208HQI-K2-4TB | Tribrid DVR, 8 Channel TurboHD/Analog, Auto-Detect, H.265+/H.265, 720p Real-time/2MP15 + 2-4MP IP Camera, HDMI, Alarm I/O, No Front Panel Control, 4 TB | TRI DVR 8-ch 2MP H.265 4TB | Released |  | 667 | No | 842571108972 | 10 | 16 | 18 | 6
DVR | DS-7208HQI-K2-6TB | Tribrid DVR, 8 Channel TurboHD/Analog, Auto-Detect, H.265+/H.265, 720p Real-time/2MP15 + 2-4MP IP Camera, HDMI, Alarm I/O, No Front Panel Control, 6 TB | TRI DVR 8-ch 2MP H.265 6TB | Released |  | 885 | No | 842571108989 | 10 | 16 | 18 | 6
DVR | DS-7208HQI-K2-8TB | Tribrid DVR, 8 Channel TurboHD/Analog, Auto-Detect, H.265+/H.265, 720p Real-time/2MP15 + 2-4MP IP Camera, HDMI, Alarm I/O, No Front Panel Control, 8 TB | TRI DVR 8-ch 2MP H.265 8TB | Released |  | 1102 | No | 842571108996 | 10 | 16 | 18 | 6
DVR | DS-7208HTI-K2 | Tribrid DVR, 8 Channel TurboHD/Analog, Auto-Detect, H.265+/H.265, 720p Real-time/5MP20/8MP12 + 2-8MP IP Camera, HDMI, Alarm I/O, No Front Panel Control, No HDD | TRI DVR 8-ch 8MP H.265 No HDD | Released |  | 815 | No | 842571116359 | 8 | 15 | 17 | 5
DVR | DS-7208HTI-K2-12TB | Tribrid DVR, 8 Channel TurboHD/Analog, Auto-Detect, H.265+/H.265, 720p Real-time/5MP20/8MP12 + 2-8MP IP Camera, HDMI, Alarm I/O, No Front Panel Control, 12 TB | TRI DVR 8-ch 8MP H.265 12TB | Released |  | 2207 | No | 842571116731 | 12 | 15 | 17 | 5
DVR | DS-7208HTI-K2-16TB | Tribrid DVR, 8 Channel TurboHD/Analog, Auto-Detect, H.265+/H.265, 720p Real-time/5MP20/8MP12 + 2-8MP IP Camera, HDMI, Alarm I/O, No Front Panel Control, 16 TB | TRI DVR 8-ch 8MP H.265 16TB | Released |  | 2663 | No | 842571116748 | 12 | 15 | 17 | 5
DVR | DS-7208HTI-K2-1TB | Tribrid DVR, 8 Channel TurboHD/Analog, Auto-Detect, H.265+/H.265, 720p Real-time/5MP20/8MP12 + 2-8MP IP Camera, HDMI, Alarm I/O, No Front Panel Control, 1 TB | TRI DVR 8-ch 8MP H.265 1TB | Released |  | 978 | No | 842571116670 | 10 | 15 | 17 | 5
DVR | DS-7208HTI-K2-2TB | Tribrid DVR, 8 Channel TurboHD/Analog, Auto-Detect, H.265+/H.265, 720p Real-time/5MP20/8MP12 + 2-8MP IP Camera, HDMI, Alarm I/O, No Front Panel Control, 2 TB | TRI DVR 8-ch 8MP H.265 2TB | Released |  | 1043 | No | 842571116687 | 10 | 15 | 17 | 5
DVR | DS-7208HTI-K2-3TB | Tribrid DVR, 8 Channel TurboHD/Analog, Auto-Detect, H.265+/H.265, 720p Real-time/5MP20/8MP12 + 2-8MP IP Camera, HDMI, Alarm I/O, No Front Panel Control, 3 TB | TRI DVR 8-ch 8MP H.265 3TB | EOL - Preparation | DS-7208HTI-K2-4TB | 1163 | No | 842571116694 | 10 | 15 | 17 | 5
DVR | DS-7208HTI-K2-4TB | Tribrid DVR, 8 Channel TurboHD/Analog, Auto-Detect, H.265+/H.265, 720p Real-time/5MP20/8MP12 + 2-8MP IP Camera, HDMI, Alarm I/O, No Front Panel Control, 4 TB | TRI DVR 8-ch 8MP H.265 4TB | Released |  | 1272 | No | 842571116700 | 10 | 15 | 17 | 5
DVR | DS-7208HTI-K2-6TB | Tribrid DVR, 8 Channel TurboHD/Analog, Auto-Detect, H.265+/H.265, 720p Real-time/5MP20/8MP12 + 2-8MP IP Camera, HDMI, Alarm I/O, No Front Panel Control, 6 TB | TRI DVR 8-ch 8MP H.265 6TB | Released |  | 1511 | No | 842571116717 | 10 | 15 | 17 | 5
DVR | DS-7208HTI-K2-8TB | Tribrid DVR, 8 Channel TurboHD/Analog, Auto-Detect, H.265+/H.265, 720p Real-time/5MP20/8MP12 + 2-8MP IP Camera, HDMI, Alarm I/O, No Front Panel Control, 8 TB | TRI DVR 8-ch 8MP H.265 8TB | Released |  | 1728 | No | 842571116724 | 10 | 15 | 17 | 5
DVR | DS-7208HUI-K2 | Tribrid DVR, 8 Channel TurboHD/Analog, Auto-Detect, H.265+/H.265, 720p Real-time/5MP12 + 2-6MP IP Camera, HDMI, Alarm I/O, No Front Panel Control, No HDD | TRI DVR 8-ch 5MP H.265 4K | Released |  | 446 | No | 842571108637 | 8 | 16 | 18 | 6
DVR | DS-7208HUI-K2/P | Tribrid DVR, 8 Channel TurboHD/Analog, Auto-Detect, H.265+/H.265, 720p Real-time/2MP15 + 2-6MP IP Camera, HDMI, Alarm I/O, No Front Panel Control, Power over Coax, No HDD | TRI DVR 8-ch 5MP H.265 PoC | Released |  | 537 | No | 842571108651 | 9 | 2 | 11 | 9
DVR | DS-7208HUI-K2/P-12TB | Tribrid DVR, 8 Channel TurboHD/Analog, Auto-Detect, H.265+/H.265, 720p Real-time/2MP15 + 2-6MP IP Camera, HDMI, Alarm I/O, No Front Panel Control, Power over Coax, 12 TB | TRI DVR8ch5MP H.265 PoC 12TB | Released |  | 2160 | No | 842571109214 | 13 | 2 | 11 | 9
DVR | DS-7208HUI-K2/P-16TB | Tribrid DVR, 8 Channel TurboHD/Analog, Auto-Detect, H.265+/H.265, 720p Real-time/2MP15 + 2-6MP IP Camera, HDMI, Alarm I/O, No Front Panel Control, Power over Coax, 16 TB | TRI DVR8ch 5MPH.265 PoC 16TB | Released |  | 2768 | No | 842571109221 | 13 | 2 | 11 | 9
DVR | DS-7208HUI-K2/P-1TB | Tribrid DVR, 8 Channel TurboHD/Analog, Auto-Detect, H.265+/H.265, 720p Real-time/2MP15 + 2-6MP IP Camera, HDMI, Alarm I/O, No Front Panel Control, Power over Coax, 1 TB | TRI DVR 8-ch 5MP H.265 PoC 1TB | Released |  | 784 | No | 842571109153 | 11 | 2 | 11 | 9
DVR | DS-7208HUI-K2/P-2TB | Tribrid DVR, 8 Channel TurboHD/Analog, Auto-Detect, H.265+/H.265, 720p Real-time/2MP15 + 2-6MP IP Camera, HDMI, Alarm I/O, No Front Panel Control, Power over Coax, 2 TB | TRI DVR 8-ch 5MP H.265 PoC 2TB | Released |  | 857 | No | 842571109160 | 11 | 2 | 11 | 9
DVR | DS-7208HUI-K2/P-3TB | Tribrid DVR, 8 Channel TurboHD/Analog, Auto-Detect, H.265+/H.265, 720p Real-time/2MP15 + 2-6MP IP Camera, HDMI, Alarm I/O, No Front Panel Control, Power over Coax, 3 TB | TRI DVR 8-ch 5MP H.265 PoC | EOL - Preparation | DS-7208HUI-K2/P-4TB | 991 | No | 842571109177 | 11 | 2 | 11 | 9
DVR | DS-7208HUI-K2/P-4TB | Tribrid DVR, 8 Channel TurboHD/Analog, Auto-Detect, H.265+/H.265, 720p Real-time/2MP15 + 2-6MP IP Camera, HDMI, Alarm I/O, No Front Panel Control, Power over Coax, 4 TB | TRI DVR 8-ch 5MP H.265 PoC 4TB | Released |  | 1113 | No | 842571109184 | 11 | 2 | 11 | 9
DVR | DS-7208HUI-K2/P-6TB | Tribrid DVR, 8 Channel TurboHD/Analog, Auto-Detect, H.265+/H.265, 720p Real-time/2MP15 + 2-6MP IP Camera, HDMI, Alarm I/O, No Front Panel Control, Power over Coax, 6 TB | TRI DVR 8-ch 5MP H.265 PoC 6TB | Released |  | 1381 | No | 842571109191 | 11 | 2 | 11 | 9
DVR | DS-7208HUI-K2/P-8TB | Tribrid DVR, 8 Channel TurboHD/Analog, Auto-Detect, H.265+/H.265, 720p Real-time/2MP15 + 2-6MP IP Camera, HDMI, Alarm I/O, No Front Panel Control, Power over Coax, 8 TB | TRI DVR 8-ch 5MP H.265 PoC 8TB | Released |  | 1624 | No | 842571109207 | 11 | 2 | 11 | 9
DVR | DS-7208HUI-K2-12TB | Tribrid DVR, 8 Channel TurboHD/Analog, Auto-Detect, H.265+/H.265, 720p Real-time/5MP12 + 2-6MP IP Camera, HDMI, Alarm I/O, No Front Panel Control, 12 TB | TRI DVR8-ch5MP H.265 4K 12TB | Released |  | 2057 | No | 842571109337 | 12 | 16 | 18 | 6
DVR | DS-7208HUI-K2-16TB | Tribrid DVR, 8 Channel TurboHD/Analog, Auto-Detect, H.265+/H.265, 720p Real-time/5MP12 + 2-6MP IP Camera, HDMI, Alarm I/O, No Front Panel Control, 16 TB | TRI DVR8-ch5MP H.265 4K 16TB | Released |  | 2703 | No | 842571109344 | 12 | 16 | 18 | 6
DVR | DS-7208HUI-K2-1TB | Tribrid DVR, 8 Channel TurboHD/Analog, Auto-Detect, H.265+/H.265, 720p Real-time/5MP12 + 2-6MP IP Camera, HDMI, Alarm I/O, No Front Panel Control, 1TB | TRI DVR 8-ch 5MP H.265 4K 1TB | Released |  | 682 | No | 842571108408 | 9 | 16 | 18 | 6
DVR | DS-7208HUI-K2-2TB | Tribrid DVR, 8 Channel TurboHD/Analog, Auto-Detect, H.265+/H.265, 720p Real-time/5MP12 + 2-6MP IP Camera, HDMI, Alarm I/O, No Front Panel Control, 2TB | TRI DVR 8-ch 5MP H.2654K2TB | Released |  | 755 | No | 842571108415 | 9 | 16 | 18 | 6
DVR | DS-7208HUI-K2-3TB | Tribrid DVR, 8 Channel TurboHD/Analog, Auto-Detect, H.265+/H.265, 720p Real-time/5MP12 + 2-6MP IP Camera, HDMI, Alarm I/O, No Front Panel Control, 3 TB | TRI DVR 8-ch 5MP H.265 4K | EOL - Preparation | DS-7208HUI-K2-4TB | 889 | No | 842571109290 | 10 | 16 | 18 | 6
DVR | DS-7208HUI-K2-4TB | Tribrid DVR, 8 Channel TurboHD/Analog, Auto-Detect, H.265+/H.265, 720p Real-time/5MP12 + 2-6MP IP Camera, HDMI, Alarm I/O, No Front Panel Control, 4 TB | TRI DVR 8-ch 5MP H.265 4K4TB | Released |  | 1010 | No | 842571109306 | 10 | 16 | 18 | 6
DVR | DS-7208HUI-K2-6TB | Tribrid DVR, 8 Channel TurboHD/Analog, Auto-Detect, H.265+/H.265, 720p Real-time/5MP12 + 2-6MP IP Camera, HDMI, Alarm I/O, No Front Panel Control, 6 TB | TRI DVR 8-ch 5MP H.265 4K 6TB | Released |  | 1278 | No | 842571109313 | 10 | 16 | 18 | 6
DVR | DS-7208HUI-K2-8TB | Tribrid DVR, 8 Channel TurboHD/Analog, Auto-Detect, H.265+/H.265, 720p Real-time/5MP12 + 2-6MP IP Camera, HDMI, Alarm I/O, No Front Panel Control, 8 TB | TRI DVR 8-ch 5MP H.265 4K 8TB | Released |  | 1522 | No | 842571109320 | 10 | 16 | 18 | 6
DVR | DS-7216HQI-K2 | Tribrid DVR, 16 Channel TurboHD/Analog, Auto-Detect, H.265+/H.265, 720p Real-time/2MP15 + 2-4MP IP Camera, HDMI, Alarm I/O, No Front Panel Control, No HDD | TRI DVR 16-ch 2MP H.265 4K | Released |  | 435 | No | 842571105056 | 8 | 2 | 11 | 9
DVR | DS-7216HQI-K2/P | Tribrid DVR, 16 Channel TurboHD/Analog, Auto-Detect, H.265+/H.265, 720p Real-time/2MP15 + 2-4MP IP Camera, HDMI, Alarm I/O, No Front Panel Control, Power over Coax, No HDD | TRI DVR 16-ch 2MP H.265 4K PoC | Released |  | 687 | No | 842571108613 | 9 | 16 | 18 | 6
DVR | DS-7216HQI-K2/P-12TB | Tribrid DVR, 16 Channel TurboHD/Analog, Auto-Detect, H.265+/H.265, 720p Real-time/2MP15 + 2-4MP IP Camera, HDMI, Alarm I/O, No Front Panel Control, Power over Coax, 12 TB | TRI DVR 16ch2MP H265PoC 12TB | Released |  | 2328 | No | 842571108873 | 13 | 16 | 18 | 6
DVR | DS-7216HQI-K2/P-16TB | Tribrid DVR, 16 Channel TurboHD/Analog, Auto-Detect, H.265+/H.265, 720p Real-time/2MP15 + 2-4MP IP Camera, HDMI, Alarm I/O, No Front Panel Control, Power over Coax, 16 TB | DVR 16ch 2MP H265 PoC 16TB | Released |  | 2700 | No | 842571116595 | 11 | 16 | 18 | 6
DVR | DS-7216HQI-K2/P-1TB | Tribrid DVR, 16 Channel TurboHD/Analog, Auto-Detect, H.265+/H.265, 720p Real-time/2MP15 + 2-4MP IP Camera, HDMI, Alarm I/O, No Front Panel Control, Power over Coax, 1 TB | TRI DVR 16ch 2MP H.265 PoC 1TB | Released |  | 952 | No | 842571108811 | 11 | 16 | 18 | 6
DVR | DS-7216HQI-K2/P-2TB | Tribrid DVR, 16 Channel TurboHD/Analog, Auto-Detect, H.265+/H.265, 720p Real-time/2MP15 + 2-4MP IP Camera, HDMI, Alarm I/O, No Front Panel Control, Power over Coax, 2 TB | TRI DVR 16ch 2MP H.265 PoC 2TB | Released |  | 1025 | No | 842571108828 | 11 | 16 | 18 | 6
DVR | DS-7216HQI-K2/P-3TB | Tribrid DVR, 16 Channel TurboHD/Analog, Auto-Detect, H.265+/H.265, 720p Real-time/2MP15 + 2-4MP IP Camera, HDMI, Alarm I/O, No Front Panel Control, Power over Coax, 3 TB | TRI DVR 16ch 2MP H.265 PoC | EOL - Preparation | DS-7216HQI-K2/P-4TB | 1159 | No | 842571108835 | 11 | 16 | 18 | 6
DVR | DS-7216HQI-K2/P-4TB | Tribrid DVR, 16 Channel TurboHD/Analog, Auto-Detect, H.265+/H.265, 720p Real-time/2MP15 + 2-4MP IP Camera, HDMI, Alarm I/O, No Front Panel Control, Power over Coax, 4 TB | TRI DVR 16ch 2MP H.265 PoC 4TB | Released |  | 1281 | No | 842571108842 | 11 | 16 | 18 | 6
DVR | DS-7216HQI-K2/P-6TB | Tribrid DVR, 16 Channel TurboHD/Analog, Auto-Detect, H.265+/H.265, 720p Real-time/2MP15 + 2-4MP IP Camera, HDMI, Alarm I/O, No Front Panel Control, Power over Coax, 6 TB | TRI DVR 16ch 2MP H.265 PoC 6TB | Released |  | 1549 | No | 842571108859 | 11 | 16 | 18 | 6
DVR | DS-7216HQI-K2/P-8TB | Tribrid DVR, 16 Channel TurboHD/Analog, Auto-Detect, H.265+/H.265, 720p Real-time/2MP15 + 2-4MP IP Camera, HDMI, Alarm I/O, No Front Panel Control, Power over Coax, 8 TB | TRI DVR 16ch 2MP H.265 PoC 8TB | Released |  | 1792 | No | 842571108866 | 11 | 16 | 18 | 6
DVR | DS-7216HQI-K2-12TB | Tribrid DVR, 16 Channel TurboHD/Analog, Auto-Detect, H.265+/H.265, 720p Real-time/2MP15 + 2-4MP IP Camera, HDMI, Alarm I/O, No Front Panel Control, 12 TB | TRI DVR 16ch 2MP H.265 12TB | Released |  | 1796 | No | 842571109085 | 11 | 16 | 18 | 6
DVR | DS-7216HQI-K2-16TB | Tribrid DVR, 16 Channel TurboHD/Analog, Auto-Detect, H.265+/H.265, 720p Real-time/2MP15 + 2-4MP IP Camera, HDMI, Alarm I/O, No Front Panel Control, 16 TB | TRI DVR 16ch 2MP H.265 16TB | Released |  | 2087 | No | 842571116571 | 10 | 2 | 11 | 9
DVR | DS-7216HQI-K2-1TB | Tribrid DVR, 16 Channel TurboHD/Analog, Auto-Detect, H.265+/H.265, 720p Real-time/2MP15 + 2-4MP IP Camera, HDMI, Alarm I/O, No Front Panel Control, 1 TB | TRI DVR 16ch 2MP H.265 1TB | Released |  | 561 | No | 842571109023 | 11 | 16 | 18 | 6
DVR | DS-7216HQI-K2-2TB | Tribrid DVR, 16 Channel TurboHD/Analog, Auto-Detect, H.265+/H.265, 720p Real-time/2MP15 + 2-4MP IP Camera, HDMI, Alarm I/O, No Front Panel Control, 2 TB | TRI DVR 16ch 2MP H.265 2TB | Released |  | 633 | No | 842571109030 | 11 | 16 | 18 | 6
DVR | DS-7216HQI-K2-4TB | Tribrid DVR, 16 Channel TurboHD/Analog, Auto-Detect, H.265+/H.265, 720p Real-time/2MP15 + 2-4MP IP Camera, HDMI, Alarm I/O, No Front Panel Control, 4 TB | TRI DVR 16ch 2MP H.265 4TB | Released |  | 839 | No | 842571109054 | 11 | 16 | 18 | 6
DVR | DS-7216HQI-K2-6TB | Tribrid DVR, 16 Channel TurboHD/Analog, Auto-Detect, H.265+/H.265, 720p Real-time/2MP15 + 2-4MP IP Camera, HDMI, Alarm I/O, No Front Panel Control, 6 TB | TRI DVR 16ch 2MP H.265 6TB | Released |  | 1057 | No | 842571109061 | 11 | 16 | 18 | 6
DVR | DS-7216HQI-K2-8TB | Tribrid DVR, 16 Channel TurboHD/Analog, Auto-Detect, H.265+/H.265, 720p Real-time/2MP15 + 2-4MP IP Camera, HDMI, Alarm I/O, No Front Panel Control, 8 TB | TRI DVR 16ch 2MP H.265 8TB | Released |  | 1274 | No | 842571109078 | 11 | 16 | 18 | 6
DVR | DS-7216HUHI-F2/N | Tribrid DVR, 16 Channel TurboHD/Analog, Auto-Detect, H.264+, 720p Real-time/1080p15 + 2-4MP IP Camera, HDMI, Alarm I/O, Front Panel Control, 2 HDD | TRI DVR 16ch H264+ 3MP 1HDD | Released |  | 739 | No | 813908026375 | 9 | 2 | 11 | 9
DVR | DS-7216HUHI-F2/N-12TB | Tribrid DVR, 16 Channel TurboHD/Analog, Auto-Detect, H.264+, 720p Real-time/1080p15 + 2-4MP IP Camera, HDMI, Alarm I/O, Front Panel Control, 12 TB HDD | TRI DVR 16ch H264+ 3MP 12TB | Released |  | 2130 | No | 842571100020 | 11 | 17 | 16 | 5
DVR | DS-7216HUHI-F2/N-1TB | Tribrid DVR, 16 Channel TurboHD/Analog, Auto-Detect, H.264+, 720p Real-time/1080p15 + 2-4MP IP Camera, HDMI, Alarm I/O, Front Panel Control, 1 TB HDD | TRI DVR 16ch H264+ 3MP 1TB | Released |  | 902 | No | 813908029970 | 9 | 17 | 16 | 5
DVR | DS-7216HUHI-F2/N-2TB | Tribrid DVR, 16 Channel TurboHD/Analog, Auto-Detect, H.264+, 720p Real-time/1080p15 + 2-4MP IP Camera, HDMI, Alarm I/O, Front Panel Control, 2 TB HDD | TRI DVR 16ch H264+ 3MP 2TB | Released |  | 967 | No | 813908029987 | 9 | 17 | 16 | 5
DVR | DS-7216HUHI-F2/N-4TB | Tribrid DVR, 16 Channel TurboHD/Analog, Auto-Detect, H.264+, 720p Real-time/1080p15 + 2-4MP IP Camera, HDMI, Alarm I/O, Front Panel Control, 4 TB HDD | TRI DVR 16ch H264+ 3MP 4TB | Released |  | 1196 | No | 813908029994 | 9 | 17 | 16 | 5
DVR | DS-7216HUHI-F2/N-6TB | Tribrid DVR, 16 Channel TurboHD/Analog, Auto-Detect, H.264+, 720p Real-time/1080p15 + 2-4MP IP Camera, HDMI, Alarm I/O, Front Panel Control, 6 TB HDD | TRI DVR 16ch H264+ 3MP 6TB | Released |  | 1435 | No | 842571100006 | 9 | 17 | 16 | 5
DVR | DS-7216HUHI-F2/N-8TB | Tribrid DVR, 16 Channel TurboHD/Analog, Auto-Detect, H.264+, 720p Real-time/1080p15 + 2-4MP IP Camera, HDMI, Alarm I/O, Front Panel Control, 8 TB HDD | TRI DVR 16ch H264+ 3MP 8TB | Released |  | 1652 | No | 842571100013 | 10 | 17 | 16 | 5
DVR | DS-7216HUI-K2 | Tribrid DVR, 16 Channel TurboHD/Analog, Auto-Detect, H.265+/H.265, 720p Real-time/5MP12 + 2-6MP IP Camera, HDMI, Alarm I/O, No Front Panel Control, No HDD | TRI DVR 16-ch 5MP H.265 4K | Released |  | 807 | No | 842571108644 | 9 | 16 | 18 | 6
DVR | DS-7216HUI-K2/P | Tribrid DVR, 16 Channel TurboHD/Analog, Auto-Detect, H.265+/H.265, 720p Real-time/2MP15 + 8-6MP IP Camera, HDMI, Alarm I/O, No Front Panel Control, Power over Coax, No HDD | TRI DVR 16-Ch 5MP H.265 PoC | Released |  | 1065 | No | 842571116137 | 10 | 15 | 17 | 5
DVR | DS-7216HUI-K2/P-12TB | Tribrid DVR, 16 Channel TurboHD/Analog, Auto-Detect, H.265+/H.265, 720p Real-time/2MP15 + 8-6MP IP Camera, HDMI, Alarm I/O, No Front Panel Control, Power over Coax, 12 TB | TRI DVR16C5MP H.265 PoC 12TB | Released |  | 2435 | No | 842571115529 | 13 | 5 | 17 | 15
DVR | DS-7216HUI-K2/P-16TB | Tribrid DVR, 16 Channel TurboHD/Analog, Auto-Detect, H.265+/H.265, 720p Real-time/2MP15 + 8-6MP IP Camera, HDMI, Alarm I/O, No Front Panel Control, Power over Coax, 16 TB | TRI DVR16C5MP H.265 PoC 16TB | Released |  | 2891 | No | 842571115536 | 13 | 5 | 17 | 15
DVR | DS-7216HUI-K2/P-1TB | Tribrid DVR, 16 Channel TurboHD/Analog, Auto-Detect, H.265+/H.265, 720p Real-time/2MP15 + 8-6MP IP Camera, HDMI, Alarm I/O, No Front Panel Control, Power over Coax, 1 TB | TRI DVR 16C 5MP H.265 PoC 1TB | Released |  | 1228 | No | 842571115468 | 11 | 5 | 17 | 15
DVR | DS-7216HUI-K2/P-2TB | Tribrid DVR, 16 Channel TurboHD/Analog, Auto-Detect, H.265+/H.265, 720p Real-time/2MP15 + 8-6MP IP Camera, HDMI, Alarm I/O, No Front Panel Control, Power over Coax, 2 TB | TRI DVR 16C 5MP H.265 PoC 2TB | Released |  | 1293 | No | 842571115475 | 11 | 5 | 17 | 15
DVR | DS-7216HUI-K2/P-3TB | Tribrid DVR, 16 Channel TurboHD/Analog, Auto-Detect, H.265+/H.265, 720p Real-time/2MP15 + 8-6MP IP Camera, HDMI, Alarm I/O, No Front Panel Control, Power over Coax, 3 TB | TRI DVR 16C 5MP H.265 PoC | EOL - Preparation | DS-7216HUI-K2/P-4TB | 1413 | No | 842571115482 | 11 | 5 | 17 | 15
DVR | DS-7216HUI-K2/P-4TB | Tribrid DVR, 16 Channel TurboHD/Analog, Auto-Detect, H.265+/H.265, 720p Real-time/2MP15 + 8-6MP IP Camera, HDMI, Alarm I/O, No Front Panel Control, Power over Coax, 4 TB | TRI DVR 16C 5MP H.265 PoC 4TB | Released |  | 1522 | No | 842571115499 | 11 | 5 | 17 | 15
DVR | DS-7216HUI-K2/P-6TB | Tribrid DVR, 16 Channel TurboHD/Analog, Auto-Detect, H.265+/H.265, 720p Real-time/2MP15 + 8-6MP IP Camera, HDMI, Alarm I/O, No Front Panel Control, Power over Coax, 6 TB | TRI DVR 16C 5MP H.265 PoC 6TB | Released |  | 1761 | No | 842571115505 | 11 | 5 | 17 | 15
DVR | DS-7216HUI-K2/P-8TB | Tribrid DVR, 16 Channel TurboHD/Analog, Auto-Detect, H.265+/H.265, 720p Real-time/2MP15 + 8-6MP IP Camera, HDMI, Alarm I/O, No Front Panel Control, Power over Coax, 8 TB | TRI DVR 16C 5MP H.265 PoC 8TB | Released |  | 1978 | No | 842571115512 | 11 | 5 | 17 | 15
DVR | DS-7216HUI-K2-12TB | Tribrid DVR, 16 Channel TurboHD/Analog, Auto-Detect, H.265+/H.265, 720p Real-time/5MP12 + 2-6MP IP Camera, HDMI, Alarm I/O, No Front Panel Control, 12 TB | TRI DVR16ch5MP H.265 4K 12TB | Released |  | 2198 | No | 842571109405 | 13 | 16 | 18 | 6
DVR | DS-7216HUI-K2-16TB | Tribrid DVR, 16 Channel TurboHD/Analog, Auto-Detect, H.265+/H.265, 720p Real-time/5MP12 + 2-6MP IP Camera, HDMI, Alarm I/O, No Front Panel Control, 16 TB | TRI DVR16ch 5MPH.265 4K 16TB | Released |  | 2632 | No | 842571109412 | 13 | 16 | 18 | 6
DVR | DS-7216HUI-K2-1TB | Tribrid DVR, 16 Channel TurboHD/Analog, Auto-Detect, H.265+/H.265, 720p Real-time/5MP12 + 2-6MP IP Camera, HDMI, Alarm I/O, No Front Panel Control, 1 TB | TRI DVR 16-ch 5MP H.265 4K 1TB | Released |  | 970 | No | 842571109351 | 11 | 16 | 18 | 6
DVR | DS-7216HUI-K2-2TB | Tribrid DVR, 16 Channel TurboHD/Analog, Auto-Detect, H.265+/H.265, 720p Real-time/5MP12 + 2-6MP IP Camera, HDMI, Alarm I/O, No Front Panel Control, 2TB | TRIDVR16-ch 5MPH.2654K2TB | Released |  | 1034 | No | 842571108286 | 10 | 16 | 18 | 6
DVR | DS-7216HUI-K2-3TB | Tribrid DVR, 16 Channel TurboHD/Analog, Auto-Detect, H.265+/H.265, 720p Real-time/5MP12 + 2-6MP IP Camera, HDMI, Alarm I/O, No Front Panel Control, 3 TB | TRI DVR 16-ch 5MP H.265 4K | EOL - Preparation | DS-7216HUI-K2-4TB | 1155 | No | 842571109368 | 11 | 16 | 18 | 6
DVR | DS-7216HUI-K2-4TB | Tribrid DVR, 16 Channel TurboHD/Analog, Auto-Detect, H.265+/H.265, 720p Real-time/5MP12 + 2-6MP IP Camera, HDMI, Alarm I/O, No Front Panel Control, 4 TB | TRI DVR 16-ch 5MP H.2654K4TB | Released |  | 1263 | No | 842571109375 | 11 | 16 | 18 | 6
DVR | DS-7216HUI-K2-6TB | Tribrid DVR, 16 Channel TurboHD/Analog, Auto-Detect, H.265+/H.265, 720p Real-time/5MP12 + 2-6MP IP Camera, HDMI, Alarm I/O, No Front Panel Control, 6 TB | TRI DVR 16-ch 5MP H.265 4K 6TB | Released |  | 1502 | No | 842571109382 | 11 | 16 | 18 | 6
DVR | DS-7216HUI-K2-8TB | Tribrid DVR, 16 Channel TurboHD/Analog, Auto-Detect, H.265+/H.265, 720p Real-time/5MP12 + 2-6MP IP Camera, HDMI, Alarm I/O, No Front Panel Control, 8 TB | TRI DVR 16-ch 5MP H.265 4K 8TB | Released |  | 1719 | No | 842571109399 | 11 | 16 | 18 | 6
DVR | DS-7308HQHI-SH-16TB | Tribrid DVR, 8 Channel TurboHD/Analog, Auto-Detect,, H.264, 1080p Real-time + 2-1080p IP Cameras, HDMI, Alarm I/O, Front Panel, with 16TB | TDVR 8CH HD/ANA/IP 4SATA 16TB | Released |  | 2255 | No | 816783019210 | 22 | 19 | 20 | 6
DVR | DS-7308HQI-K4 | Tribrid DVR, 8 Channel TurboHD/Analog, Auto-Detect, H.265+, 720p/1080p/3MP 15fps + up to 10-ch 4MP IP Camera, HDMI, Alarm I/O, Front Panel Controls, No HDD | TRI DVR 8-ch 2MP H.265 No HDD | Released |  | 635 | No | 842571113907 | 15 | 20 | 20 | 7
DVR | DS-7308HQI-K4-10TB | Tribrid DVR, 8 Channel TurboHD/Analog, Auto-Detect, H.265+, 720p/1080p/3MP 15fps + up to 10-ch 4MP IP Camera, HDMI, Alarm I/O, Front Panel Controls, 10TB | TRI DVR 8-ch 2MP H.265 10TB | Released |  | 1776 | No | 842571114843 | 17 | 20 | 20 | 7
DVR | DS-7308HQI-K4-12TB | Tribrid DVR, 8 Channel TurboHD/Analog, Auto-Detect, H.265+, 720p/1080p/3MP 15fps + up to 10-ch 4MP IP Camera, HDMI, Alarm I/O, Front Panel Controls, 12TB | TRI DVR 8-ch 2MP H.265 12TB | Released |  | 2026 | No | 842571114850 | 17 | 20 | 20 | 7
DVR | DS-7308HQI-K4-16TB | Tribrid DVR, 8 Channel TurboHD/Analog, Auto-Detect, H.265+, 720p/1080p/3MP 15fps + up to 10-ch 4MP IP Camera, HDMI, Alarm I/O, Front Panel Controls, 16TB | TRI DVR 8-ch 2MP H.265 16TB | Released |  | 2461 | No | 842571114867 | 17 | 20 | 20 | 7
DVR | DS-7308HQI-K4-18TB | Tribrid DVR, 8 Channel TurboHD/Analog, Auto-Detect, H.265+, 720p/1080p/3MP 15fps + up to 10-ch 4MP IP Camera, HDMI, Alarm I/O, Front Panel Controls, 18TB | TRI DVR 8-ch 2MP H.265 18TB | Released |  | 2722 | No | 842571114874 | 21 | 20 | 20 | 7
DVR | DS-7308HQI-K4-1TB | Tribrid DVR, 8 Channel TurboHD/Analog, Auto-Detect, H.265+, 720p/1080p/3MP 15fps + up to 10-ch 4MP IP Camera, HDMI, Alarm I/O, Front Panel Controls, 1TB | TRI DVR 8-ch 2MP H.265 1TB | Released |  | 798 | No | 842571113914 | 17 | 20 | 20 | 7
DVR | DS-7308HQI-K4-24TB | Tribrid DVR, 8 Channel TurboHD/Analog, Auto-Detect, H.265+, 720p/1080p/3MP 15fps + up to 10-ch 4MP IP Camera, HDMI, Alarm I/O, Front Panel Controls, 24TB | TRI DVR 8-ch 2MP H.265 24TB | Released |  | 3374 | No | 842571114881 | 21 | 20 | 20 | 7
DVR | DS-7308HQI-K4-2TB | Tribrid DVR, 8 Channel TurboHD/Analog, Auto-Detect, H.265+, 720p/1080p/3MP 15fps + up to 10-ch 4MP IP Camera, HDMI, Alarm I/O, Front Panel Controls, 2TB | TRI DVR 8-ch 2MP H.265 2TB | Released |  | 863 | No | 842571113921 | 17 | 20 | 20 | 7
DVR | DS-7308HQI-K4-32TB | Tribrid DVR, 8 Channel TurboHD/Analog, Auto-Detect, H.265+, 720p/1080p/3MP 15fps + up to 10-ch 4MP IP Camera, HDMI, Alarm I/O, Front Panel Controls, 32TB | TRI DVR 8-ch 2MP H.265 32TB | Released |  | 4287 | No | 842571113976 | 23 | 20 | 20 | 7
DVR | DS-7308HQI-K4-3TB | Tribrid DVR, 8 Channel TurboHD/Analog, Auto-Detect, H.265+, 720p/1080p/3MP 15fps + up to 10-ch 4MP IP Camera, HDMI, Alarm I/O, Front Panel Controls, 3TB | TRI DVR 8-ch 2MP H.265 3TB | EOL - Preparation | DS-7308HQI-K4-4TB | 983 | No | 842571113938 | 17 | 20 | 20 | 7
DVR | DS-7308HQI-K4-4TB | Tribrid DVR, 8 Channel TurboHD/Analog, Auto-Detect, H.265+, 720p/1080p/3MP 15fps + up to 10-ch 4MP IP Camera, HDMI, Alarm I/O, Front Panel Controls, 4TB | TRI DVR 8-ch 2MP H.265 4TB | Released |  | 1091 | No | 842571113945 | 17 | 20 | 20 | 7
DVR | DS-7308HQI-K4-6TB | Tribrid DVR, 8 Channel TurboHD/Analog, Auto-Detect, H.265+, 720p/1080p/3MP 15fps + up to 10-ch 4MP IP Camera, HDMI, Alarm I/O, Front Panel Controls, 6TB | TRI DVR 8-ch 2MP H.265 6TB | Released |  | 1330 | No | 842571113952 | 17 | 20 | 20 | 7
DVR | DS-7308HQI-K4-8TB | Tribrid DVR, 8 Channel TurboHD/Analog, Auto-Detect, H.265+, 720p/1080p/3MP 15fps + up to 10-ch 4MP IP Camera, HDMI, Alarm I/O, Front Panel Controls, 8TB | TRI DVR 8-ch 2MP H.265 8TB | Released |  | 1548 | No | 842571113969 | 17 | 20 | 20 | 7
DVR | DS-7308HUHI-F4/N | 8-ch Turbo HD HD-TVI/Analog DVR, 4-ch audio input, 4 SATA interfaces, 3MP: 15fps, 1920×1080P: 25(P)/30(N) fps/ch, up to 10-ch IPC input, 4K UHD output, dual Gigabit Ethernet NICs, dual HDMI output, alarm I/O: 16/4, 1.5U 19" case | THD DVR 8-ch 3MP 2 NC 4SAT 4K | Released |  | 707 | No | 842571102437 | 15 | 19 | 20 | 6
DVR | DS-7308HUHI-F4/N-10TB | Tribrid DVR, 8 Channel TurboHD/Analog, Auto-Detect, H.264+, 720p/1080p Real-time/3MP15 + 2-8MP IP Camera, HDMI, Alarm I/O, Front Panel Controls, 10TB | TRI DVR 8-ch 3MP H.264 4K 10TB | Released |  | 1848 | No | 842571106459 | 19 | 19 | 20 | 6
DVR | DS-7308HUHI-F4/N-12TB | Tribrid DVR, 8 Channel TurboHD/Analog, Auto-Detect, H.264+, 720p/1080p Real-time/3MP15 + 2-8MP IP Camera, HDMI, Alarm I/O, Front Panel Controls, 12TB | TRI DVR 8-ch 3MP H.264 4K 12TB | Released |  | 2098 | No | 842571106466 | 19 | 19 | 20 | 6
DVR | DS-7308HUHI-F4/N-16TB | Tribrid DVR, 8 Channel TurboHD/Analog, Auto-Detect, H.264+, 720p/1080p Real-time/3MP15 + 2-8MP IP Camera, HDMI, Alarm I/O, Front Panel Controls, 16TB | TRI DVR 8-ch 3MP H.264 4K 16TB | Released |  | 2554 | No | 842571106473 | 21 | 19 | 20 | 6
DVR | DS-7308HUHI-F4/N-18TB | Tribrid DVR, 8 Channel TurboHD/Analog, Auto-Detect, H.264+, 720p/1080p Real-time/3MP15 + 2-8MP IP Camera, HDMI, Alarm I/O, Front Panel Controls, 18TB | TRI DVR 8-ch 3MP H.264 4K 18TB | Released |  | 2793 | No | 842571106480 | 21 | 19 | 20 | 6
DVR | DS-7308HUHI-F4/N-1TB | Tribrid DVR, 8 Channel TurboHD/Analog, Auto-Detect, H.264+, 720p/1080p Real-time/3MP15 + 2-8MP IP Camera, HDMI, Alarm I/O, Front Panel Controls, 1TB | TRI DVR 8-ch 3MP H.264 4K 1TB | Released |  | 870 | No | 842571106398 | 17 | 19 | 20 | 6
DVR | DS-7308HUHI-F4/N-24TB | Tribrid DVR, 8 Channel TurboHD/Analog, Auto-Detect, H.264+, 720p/1080p Real-time/3MP15 + 2-8MP IP Camera, HDMI, Alarm I/O, Front Panel Controls, 24TB | TRI DVR 8-ch 3MP H.264 4K 24TB | Released |  | 3489 | No | 842571106497 | 23 | 19 | 20 | 6
DVR | DS-7308HUHI-F4/N-2TB | Tribrid DVR, 8 Channel TurboHD/Analog, Auto-Detect, H.264+, 720p/1080p Real-time/3MP15 + 2-8MP IP Camera, HDMI, Alarm I/O, Front Panel Controls, 2TB | TRI DVR 8-ch 3MP H.264 4K 2TB | Released |  | 935 | No | 842571106404 | 17 | 19 | 20 | 6
DVR | DS-7308HUHI-F4/N-3TB | Tribrid DVR, 8 Channel TurboHD/Analog, Auto-Detect, H.264+, 720p/1080p Real-time/3MP15 + 2-8MP IP Camera, HDMI, Alarm I/O, Front Panel Controls, 3TB | TRI DVR 8-ch 3MP H.264 4K | EOL - Preparation | DS-7308HUI-K4-4TB | 1054 | No | 842571106411 | 17 | 19 | 20 | 6
DVR | DS-7308HUHI-F4/N-4TB | Tribrid DVR, 8 Channel TurboHD/Analog, Auto-Detect, H.264+, 720p/1080p Real-time/3MP15 + 2-8MP IP Camera, HDMI, Alarm I/O, Front Panel Controls, 4TB | TRI DVR 8-ch 3MP H.264 4K 4TB | Released |  | 1163 | No | 842571106428 | 17 | 19 | 20 | 6
DVR | DS-7308HUHI-F4/N-6TB | Tribrid DVR, 8 Channel TurboHD/Analog, Auto-Detect, H.264+, 720p/1080p Real-time/3MP15 + 2-8MP IP Camera, HDMI, Alarm I/O, Front Panel Controls, 6TB | TRI DVR 8-ch 3MP H.264 4K 6TB | Released |  | 1402 | No | 842571106435 | 17 | 19 | 20 | 6
DVR | DS-7308HUHI-F4/N-8TB | Tribrid DVR, 8 Channel TurboHD/Analog, Auto-Detect, H.264+, 720p/1080p Real-time/3MP15 + 2-8MP IP Camera, HDMI, Alarm I/O, Front Panel Controls, 8TB | TRI DVR 8-ch 3MP H.264 4K 8TB | Released |  | 1620 | No | 842571106442 | 19 | 19 | 20 | 6
DVR | DS-7308HUI-K4 | Tribrid DVR, 8 Channel TurboHD/Analog, Auto-Detect, H.265+, 1080p/3MP/4MP/5MP 30/18/15/12fps + up to 10-ch 8MP IP Camera, 2-HDMI, Alarm I/O, Front Panel Controls, No HDD | TRI DVR 8-ch 5MP H.265 No HDD | Released |  | 952 | No | 842571114140 | 15 | 20 | 20 | 7
DVR | DS-7308HUI-K4-10TB | Tribrid DVR, 8 Channel TurboHD/Analog, Auto-Detect, H.265+, 1080p/3MP/4MP/5MP 30/18/15/12fps + up to 10-ch 8MP IP Camera, 2-HDMI, Alarm I/O, Front Panel Controls, 10TB | TRI DVR 8-ch 5MP H.265 10TB | Released |  | 2093 | No | 842571114997 | 19 | 20 | 20 | 7
DVR | DS-7308HUI-K4-12TB | Tribrid DVR, 8 Channel TurboHD/Analog, Auto-Detect, H.265+, 1080p/3MP/4MP/5MP 30/18/15/12fps + up to 10-ch 8MP IP Camera, 2-HDMI, Alarm I/O, Front Panel Controls, 12TB | TRI DVR 8-ch 5MP H.265 12TB | Released |  | 2343 | No | 842571115000 | 19 | 20 | 20 | 7
DVR | DS-7308HUI-K4-16TB | Tribrid DVR, 8 Channel TurboHD/Analog, Auto-Detect, H.265+, 1080p/3MP/4MP/5MP 30/18/15/12fps + up to 10-ch 8MP IP Camera, 2-HDMI, Alarm I/O, Front Panel Controls, 16TB | TRI DVR 8-ch 5MP H.265 16TB | Released |  | 2800 | No | 842571115017 | 19 | 20 | 20 | 7
DVR | DS-7308HUI-K4-18TB | Tribrid DVR, 8 Channel TurboHD/Analog, Auto-Detect, H.265+, 1080p/3MP/4MP/5MP 30/18/15/12fps + up to 10-ch 8MP IP Camera, 2-HDMI, Alarm I/O, Front Panel Controls, 18TB | TRI DVR 8-ch 5MP H.265 18TB | Released |  | 3039 | No | 842571115024 | 21 | 20 | 20 | 7
DVR | DS-7308HUI-K4-1TB | Tribrid DVR, 8 Channel TurboHD/Analog, Auto-Detect, H.265+, 1080p/3MP/4MP/5MP 30/18/15/12fps + up to 10-ch 8MP IP Camera, 2-HDMI, Alarm I/O, Front Panel Controls, 1TB | TRI DVR 8-ch 5MP H.265 1TB | Released |  | 1115 | No | 842571114157 | 17 | 20 | 20 | 7
DVR | DS-7308HUI-K4-24TB | Tribrid DVR, 8 Channel TurboHD/Analog, Auto-Detect, H.265+, 1080p/3MP/4MP/5MP 30/18/15/12fps + up to 10-ch 8MP IP Camera, 2-HDMI, Alarm I/O, Front Panel Controls, 24TB | TRI DVR 8-ch 5MP H.265 24TB | Released |  | 3735 | No | 842571115031 | 21 | 20 | 20 | 7
DVR | DS-7308HUI-K4-2TB | Tribrid DVR, 8 Channel TurboHD/Analog, Auto-Detect, H.265+, 1080p/3MP/4MP/5MP 30/18/15/12fps + up to 10-ch 8MP IP Camera, 2-HDMI, Alarm I/O, Front Panel Controls, 2TB | TRI DVR 8-ch 5MP H.265 2TB | Released |  | 1180 | No | 842571114164 | 17 | 20 | 20 | 7
DVR | DS-7308HUI-K4-32TB | Tribrid DVR, 8 Channel TurboHD/Analog, Auto-Detect, H.265+, 1080p/3MP/4MP/5MP 30/18/15/12fps + up to 10-ch 8MP IP Camera, 2-HDMI, Alarm I/O, Front Panel Controls, 28TB | TRI DVR 8-ch 5MP H.265 32TB | Released |  | 4604 | No | 842571114218 | 23 | 20 | 20 | 7
DVR | DS-7308HUI-K4-3TB | Tribrid DVR, 8 Channel TurboHD/Analog, Auto-Detect, H.265+, 1080p/3MP/4MP/5MP 30/18/15/12fps + up to 10-ch 8MP IP Camera, 2-HDMI, Alarm I/O, Front Panel Controls, 3TB | TRI DVR 8-ch 5MP H.265 3TB | EOL - Preparation | DS-7308HUI-K4-4TB | 1300 | No | 842571114171 | 17 | 20 | 20 | 7
DVR | DS-7308HUI-K4-4TB | Tribrid DVR, 8 Channel TurboHD/Analog, Auto-Detect, H.265+, 1080p/3MP/4MP/5MP 30/18/15/12fps + up to 10-ch 8MP IP Camera, 2-HDMI, Alarm I/O, Front Panel Controls, 4TB | TRI DVR 8-ch 5MP H.265 4TB | Released |  | 1409 | No | 842571114188 | 17 | 20 | 20 | 7
DVR | DS-7308HUI-K4-6TB | Tribrid DVR, 8 Channel TurboHD/Analog, Auto-Detect, H.265+, 1080p/3MP/4MP/5MP 30/18/15/12fps + up to 10-ch 8MP IP Camera, 2-HDMI, Alarm I/O, Front Panel Controls, 6TB | TRI DVR 8-ch 5MP H.265 6TB | Released |  | 1648 | No | 842571114195 | 17 | 20 | 20 | 7
DVR | DS-7308HUI-K4-8TB | Tribrid DVR, 8 Channel TurboHD/Analog, Auto-Detect, H.265+, 1080p/3MP/4MP/5MP 30/18/15/12fps + up to 10-ch 8MP IP Camera, 2-HDMI, Alarm I/O, Front Panel Controls, 8TB | TRI DVR 8-ch 5MP H.265 8TB | Released |  | 1865 | No | 842571114201 | 17 | 20 | 20 | 7
DVR | DS-7316HQI-K4 | Tribrid DVR, 16 Channel TurboHD/Analog, Auto-Detect, H.265+, 720p/1080p/3MP 15fps + up to 18-ch 4MP IP Camera, HDMI, Alarm I/O, Front Panel Controls, No HDD | TRI DVR 16-ch 2MP H.265 No HDD | Released |  | 841 | No | 842571113983 | 15 | 20 | 20 | 7
DVR | DS-7316HQI-K4-10TB | Tribrid DVR, 16 Channel TurboHD/Analog, Auto-Detect, H.265+, 720p/1080p/3MP 15fps + up to 18-ch 4MP IP Camera, HDMI, Alarm I/O, Front Panel Controls, 10TB | TRI DVR 16-ch 2MP H.265 10TB | Released |  | 1983 | No | 842571114898 | 19 | 20 | 20 | 7
DVR | DS-7316HQI-K4-12TB | Tribrid DVR, 16 Channel TurboHD/Analog, Auto-Detect, H.265+, 720p/1080p/3MP 15fps + up to 18-ch 4MP IP Camera, HDMI, Alarm I/O, Front Panel Controls, 12TB | TRI DVR 16-ch 2MP H.265 12TB | Released |  | 2233 | No | 842571114904 | 19 | 20 | 20 | 7
DVR | DS-7316HQI-K4-16TB | Tribrid DVR, 16 Channel TurboHD/Analog, Auto-Detect, H.265+, 720p/1080p/3MP 15fps + up to 18-ch 4MP IP Camera, HDMI, Alarm I/O, Front Panel Controls, 16TB | TRI DVR 16-ch 2MP H.265 16TB | Released |  | 2689 | No | 842571114911 | 19 | 20 | 20 | 7
DVR | DS-7316HQI-K4-18TB | Tribrid DVR, 16 Channel TurboHD/Analog, Auto-Detect, H.265+, 720p/1080p/3MP 15fps + up to 18-ch 4MP IP Camera, HDMI, Alarm I/O, Front Panel Controls, 18TB | TRI DVR 16-ch 2MP H.265 18TB | Released |  | 2928 | No | 842571114928 | 21 | 20 | 20 | 7
DVR | DS-7316HQI-K4-1TB | Tribrid DVR, 16 Channel TurboHD/Analog, Auto-Detect, H.265+, 720p/1080p/3MP 15fps + up to 18-ch 4MP IP Camera, HDMI, Alarm I/O, Front Panel Controls, 1TB | TRI DVR 16-ch 2MP H.265 1TB | Released |  | 1004 | No | 842571113990 | 17 | 20 | 20 | 7
DVR | DS-7316HQI-K4-24TB | Tribrid DVR, 16 Channel TurboHD/Analog, Auto-Detect, H.265+, 720p/1080p/3MP 15fps + up to 18-ch 4MP IP Camera, HDMI, Alarm I/O, Front Panel Controls, 24TB | TRI DVR 16-ch 2MP H.265 24TB | Released |  | 3624 | No | 842571114935 | 21 | 20 | 20 | 7
DVR | DS-7316HQI-K4-2TB | Tribrid DVR, 16 Channel TurboHD/Analog, Auto-Detect, H.265+, 720p/1080p/3MP 15fps + up to 18-ch 4MP IP Camera, HDMI, Alarm I/O, Front Panel Controls, 2TB | TRI DVR 16-ch 2MP H.265 2TB | Released |  | 1070 | No | 842571114003 | 17 | 20 | 20 | 7
DVR | DS-7316HQI-K4-32TB | Tribrid DVR, 16 Channel TurboHD/Analog, Auto-Detect, H.265+, 720p/1080p/3MP 15fps + up to 18-ch 4MP IP Camera, HDMI, Alarm I/O, Front Panel Controls, 32TB | TRI DVR 16-ch 2MP H.265 32TB | Released |  | 4493 | No | 842571114058 | 23 | 20 | 20 | 7
DVR | DS-7316HQI-K4-3TB | Tribrid DVR, 16 Channel TurboHD/Analog, Auto-Detect, H.265+, 720p/1080p/3MP 15fps + up to 18-ch 4MP IP Camera, HDMI, Alarm I/O, Front Panel Controls, 3TB | TRI DVR 16-ch 2MP H.265 3TB | EOL - Preparation | DS-7316HQI-K4-4TB | 1189 | No | 842571114010 | 17 | 20 | 20 | 7
DVR | DS-7316HQI-K4-4TB | Tribrid DVR, 16 Channel TurboHD/Analog, Auto-Detect, H.265+, 720p/1080p/3MP 15fps + up to 18-ch 4MP IP Camera, HDMI, Alarm I/O, Front Panel Controls, 4TB | TRI DVR 16-ch 2MP H.265 4TB | Released |  | 1298 | No | 842571114027 | 17 | 20 | 20 | 7
DVR | DS-7316HQI-K4-6TB | Tribrid DVR, 16 Channel TurboHD/Analog, Auto-Detect, H.265+, 720p/1080p/3MP 15fps + up to 18-ch 4MP IP Camera, HDMI, Alarm I/O, Front Panel Controls, 6TB | TRI DVR 16-ch 2MP H.265 6TB | Released |  | 1537 | No | 842571114034 | 17 | 20 | 20 | 7
DVR | DS-7316HQI-K4-8TB | Tribrid DVR, 16 Channel TurboHD/Analog, Auto-Detect, H.265+, 720p/1080p/3MP 15fps + up to 18-ch 4MP IP Camera, HDMI, Alarm I/O, Front Panel Controls, 8TB | TRI DVR 16-ch 2MP H.265 8TB | Released |  | 1754 | No | 842571114041 | 17 | 20 | 20 | 7
DVR | DS-7316HUI-K4 | Tribrid DVR, 16 Channel TurboHD/Analog, Auto-Detect, H.265+, 1080p/3MP/4MP/5MP 30/18/15/12fps + up to 18-ch 8MP IP Camera, 2-HDMI, Alarm I/O, Front Panel Controls, No HDD | TRI DVR 16-ch 5MP H.265 No HDD | Released |  | 1130 | No | 842571114225 | 15 | 20 | 20 | 7
DVR | DS-7316HUI-K4-10TB | Tribrid DVR, 16 Channel TurboHD/Analog, Auto-Detect, H.265+, 1080p/3MP/4MP/5MP 30/18/15/12fps + up to 18-ch 8MP IP Camera, 2-HDMI, Alarm I/O, Front Panel Controls, 10TB | TRI DVR 16-ch 5MP H.265 10TB | Released |  | 2272 | No | 842571115048 | 19 | 20 | 20 | 7
DVR | DS-7316HUI-K4-12TB | Tribrid DVR, 16 Channel TurboHD/Analog, Auto-Detect, H.265+, 1080p/3MP/4MP/5MP 30/18/15/12fps + up to 18-ch 8MP IP Camera, 2-HDMI, Alarm I/O, Front Panel Controls, 12TB | TRI DVR 16-ch 5MP H.265 12TB | Released |  | 2522 | No | 842571115055 | 19 | 20 | 20 | 7
DVR | DS-7316HUI-K4-16TB | Tribrid DVR, 16 Channel TurboHD/Analog, Auto-Detect, H.265+, 1080p/3MP/4MP/5MP 30/18/15/12fps + up to 18-ch 8MP IP Camera, 2-HDMI, Alarm I/O, Front Panel Controls, 16TB | TRI DVR 16-ch 5MP H.265 16TB | Released |  | 2978 | No | 842571115062 | 19 | 20 | 20 | 7
DVR | DS-7316HUI-K4-18TB | Tribrid DVR, 16 Channel TurboHD/Analog, Auto-Detect, H.265+, 1080p/3MP/4MP/5MP 30/18/15/12fps + up to 18-ch 8MP IP Camera, 2-HDMI, Alarm I/O, Front Panel Controls, 18TB | TRI DVR 16-ch 5MP H.265 18TB | Released |  | 3217 | No | 842571115079 | 21 | 20 | 20 | 7
DVR | DS-7316HUI-K4-1TB | Tribrid DVR, 16 Channel TurboHD/Analog, Auto-Detect, H.265+, 1080p/3MP/4MP/5MP 30/18/15/12fps + up to 18-ch 8MP IP Camera, 2-HDMI, Alarm I/O, Front Panel Controls, 1TB | TRI DVR 16-ch 5MP H.265 1TB | Released |  | 1293 | No | 842571114232 | 17 | 20 | 20 | 7
DVR | DS-7316HUI-K4-24TB | Tribrid DVR, 16 Channel TurboHD/Analog, Auto-Detect, H.265+, 1080p/3MP/4MP/5MP 30/18/15/12fps + up to 18-ch 8MP IP Camera, 2-HDMI, Alarm I/O, Front Panel Controls, 24TB | TRI DVR 16-ch 5MP H.265 24TB | Released |  | 3913 | No | 842571115086 | 21 | 20 | 20 | 7
DVR | DS-7316HUI-K4-2TB | Tribrid DVR, 16 Channel TurboHD/Analog, Auto-Detect, H.265+, 1080p/3MP/4MP/5MP 30/18/15/12fps + up to 18-ch 8MP IP Camera, 2-HDMI, Alarm I/O, Front Panel Controls, 2TB | TRI DVR 16-ch 5MP H.265 2TB | Released |  | 1359 | No | 842571114249 | 17 | 20 | 20 | 7
DVR | DS-7316HUI-K4-32TB | Tribrid DVR, 16 Channel TurboHD/Analog, Auto-Detect, H.265+, 1080p/3MP/4MP/5MP 30/18/15/12fps + up to 18-ch 8MP IP Camera, 2-HDMI, Alarm I/O, Front Panel Controls, 28TB | TRI DVR 16-ch 5MP H.265 32TB | Released |  | 4783 | No | 842571114294 | 23 | 20 | 20 | 7
DVR | DS-7316HUI-K4-3TB | Tribrid DVR, 16 Channel TurboHD/Analog, Auto-Detect, H.265+, 1080p/3MP/4MP/5MP 30/18/15/12fps + up to 18-ch 8MP IP Camera, 2-HDMI, Alarm I/O, Front Panel Controls, 3TB | TRI DVR 16-ch 5MP H.265 3TB | EOL - Preparation | DS-7316HUI-K4-4TB | 1478 | No | 842571114256 | 17 | 20 | 20 | 7
DVR | DS-7316HUI-K4-4TB | Tribrid DVR, 16 Channel TurboHD/Analog, Auto-Detect, H.265+, 1080p/3MP/4MP/5MP 30/18/15/12fps + up to 18-ch 8MP IP Camera, 2-HDMI, Alarm I/O, Front Panel Controls, 4TB | TRI DVR 16-ch 5MP H.265 4TB | Released |  | 1587 | No | 842571114263 | 17 | 20 | 20 | 7
DVR | DS-7316HUI-K4-6TB | Tribrid DVR, 16 Channel TurboHD/Analog, Auto-Detect, H.265+, 1080p/3MP/4MP/5MP 30/18/15/12fps + up to 18-ch 8MP IP Camera, 2-HDMI, Alarm I/O, Front Panel Controls, 6TB | TRI DVR 16-ch 5MP H.265 6TB | Released |  | 1826 | No | 842571114270 | 17 | 20 | 20 | 7
DVR | DS-7316HUI-K4-8TB | Tribrid DVR, 16 Channel TurboHD/Analog, Auto-Detect, H.265+, 1080p/3MP/4MP/5MP 30/18/15/12fps + up to 18-ch 8MP IP Camera, 2-HDMI, Alarm I/O, Front Panel Controls, 8TB | TRI DVR 16-ch 5MP H.265 8TB | Released |  | 2043 | No | 842571114287 | 17 | 20 | 20 | 7
DVR | DS-7332HQI-K4 | Tribrid DVR, 32 Channel TurboHD/Analog, Auto-Detect, H.265+, 720p/1080p/3MP 15fps + up to 40-ch 6MP IP Camera, HDMI, Alarm I/O, Front Panel Controls, No HDD | TRI DVR 32-ch 2MP H.265 No HDD | Released |  | 1300 | No | 842571113730 | 17 | 20 | 20 | 7
DVR | DS-7332HQI-K4-10TB | Tribrid DVR, 32 Channel TurboHD/Analog, Auto-Detect, H.265+, 720p/1080p/3MP 15fps + up to 40-ch 6MP IP Camera, HDMI, Alarm I/O, Front Panel Controls, 10TB | TRI DVR 32-ch 2MP H.265 10TB | Released |  | 2441 | No | 842571114942 | 21 | 20 | 20 | 7
DVR | DS-7332HQI-K4-12TB | Tribrid DVR, 32 Channel TurboHD/Analog, Auto-Detect, H.265+, 720p/1080p/3MP 15fps + up to 40-ch 6MP IP Camera, HDMI, Alarm I/O, Front Panel Controls, 12TB | TRI DVR 32-ch 2MP H.265 12TB | Released |  | 2691 | No | 842571114959 | 21 | 20 | 20 | 7
DVR | DS-7332HQI-K4-16TB | Tribrid DVR, 32 Channel TurboHD/Analog, Auto-Detect, H.265+, 720p/1080p/3MP 15fps + up to 40-ch 6MP IP Camera, HDMI, Alarm I/O, Front Panel Controls, 16TB | TRI DVR 32-ch 2MP H.265 16TB | Released |  | 3148 | No | 842571114980 | 21 | 20 | 20 | 7
DVR | DS-7332HQI-K4-18TB | Tribrid DVR, 32 Channel TurboHD/Analog, Auto-Detect, H.265+, 720p/1080p/3MP 15fps + up to 40-ch 6MP IP Camera, HDMI, Alarm I/O, Front Panel Controls, 18TB | TRI DVR 32-ch 2MP H.265 18TB | Released |  | 3387 | No | 842571114966 | 23 | 20 | 20 | 7
DVR | DS-7332HQI-K4-1TB | Tribrid DVR, 32 Channel TurboHD/Analog, Auto-Detect, H.265+, 720p/1080p/3MP 15fps + up to 40-ch 6MP IP Camera, HDMI, Alarm I/O, Front Panel Controls, 1TB | TRI DVR 32-ch 2MP H.265 1TB | Released |  | 1463 | No | 842571114072 | 19 | 20 | 20 | 7
DVR | DS-7332HQI-K4-24TB | Tribrid DVR, 32 Channel TurboHD/Analog, Auto-Detect, H.265+, 720p/1080p/3MP 15fps + up to 40-ch 6MP IP Camera, HDMI, Alarm I/O, Front Panel Controls, 24TB | TRI DVR 32-ch 2MP H.265 24TB | Released |  | 4083 | No | 842571114973 | 23 | 20 | 20 | 7
DVR | DS-7332HQI-K4-2TB | Tribrid DVR, 32 Channel TurboHD/Analog, Auto-Detect, H.265+, 720p/1080p/3MP 15fps + up to 40-ch 6MP IP Camera, HDMI, Alarm I/O, Front Panel Controls, 2TB | TRI DVR 32-ch 2MP H.265 2TB | Released |  | 1528 | No | 842571114089 | 19 | 20 | 20 | 7
DVR | DS-7332HQI-K4-32TB | Tribrid DVR, 32 Channel TurboHD/Analog, Auto-Detect, H.265+, 720p/1080p/3MP 15fps + up to 40-ch 6MP IP Camera, HDMI, Alarm I/O, Front Panel Controls, 32TB | TRI DVR 32-ch 2MP H.265 32TB | Released |  | 4952 | No | 842571114133 | 25 | 20 | 20 | 7
DVR | DS-7332HQI-K4-3TB | Tribrid DVR, 32 Channel TurboHD/Analog, Auto-Detect, H.265+, 720p/1080p/3MP 15fps + up to 40-ch 6MP IP Camera, HDMI, Alarm I/O, Front Panel Controls, 3TB | TRI DVR 32-ch 2MP H.265 3TB | EOL - Preparation | DS-7332HQI-K4-4TB | 1648 | No | 842571114096 | 19 | 20 | 20 | 7
DVR | DS-7332HQI-K4-4TB | Tribrid DVR, 32 Channel TurboHD/Analog, Auto-Detect, H.265+, 720p/1080p/3MP 15fps + up to 40-ch 6MP IP Camera, HDMI, Alarm I/O, Front Panel Controls, 4TB | TRI DVR 32-ch 2MP H.265 4TB | Released |  | 1757 | No | 842571114102 | 19 | 20 | 20 | 7
DVR | DS-7332HQI-K4-6TB | Tribrid DVR, 32 Channel TurboHD/Analog, Auto-Detect, H.265+, 720p/1080p/3MP 15fps + up to 40-ch 6MP IP Camera, HDMI, Alarm I/O, Front Panel Controls, 6TB | TRI DVR 32-ch 2MP H.265 6TB | Released |  | 1996 | No | 842571114119 | 19 | 20 | 20 | 7
DVR | DS-7332HQI-K4-8TB | Tribrid DVR, 32 Channel TurboHD/Analog, Auto-Detect, H.265+, 720p/1080p/3MP 15fps + up to 40-ch 6MP IP Camera, HDMI, Alarm I/O, Front Panel Controls, 8TB | TRI DVR 32-ch 2MP H.265 8TB | Released |  | 2213 | No | 842571114126 | 19 | 20 | 20 | 7
DVR | DS-7332HUI-K4 | Tribrid DVR, 32 Channel TurboHD/Analog, Auto-Detect, H.265+, 1080p/3MP/4MP/5MP 30/18/15/12fps + up to 40-ch 8MP IP Camera, 2-HDMI, Alarm I/O, Front Panel Controls, No HDD | TRIDVR 32-ch 5MP H.265 NoHDD | Released |  | 1957 | No | 842571113747 | 18 | 20 | 20 | 7
DVR | DS-7332HUI-K4-10TB | Tribrid DVR, 32 Channel TurboHD/Analog, Auto-Detect, H.265+, 1080p/3MP/4MP/5MP 30/18/15/12fps + up to 40-ch 8MP IP Camera, 2-HDMI, Alarm I/O, Front Panel Controls, 10TB | TRI DVR 32-ch 5MP H.265 10TB | Released |  | 3098 | No | 842571115093 | 22 | 20 | 20 | 7
DVR | DS-7332HUI-K4-12TB | Tribrid DVR, 32 Channel TurboHD/Analog, Auto-Detect, H.265+, 1080p/3MP/4MP/5MP 30/18/15/12fps + up to 40-ch 8MP IP Camera, 2-HDMI, Alarm I/O, Front Panel Controls, 12TB | TRI DVR 32-ch 5MP H.265 12TB | Released |  | 3348 | No | 842571115109 | 22 | 20 | 20 | 7
DVR | DS-7332HUI-K4-16TB | Tribrid DVR, 32 Channel TurboHD/Analog, Auto-Detect, H.265+, 1080p/3MP/4MP/5MP 30/18/15/12fps + up to 40-ch 8MP IP Camera, 2-HDMI, Alarm I/O, Front Panel Controls, 16TB | TRI DVR 32-ch 5MP H.265 16TB | Released |  | 3804 | No | 842571115116 | 22 | 20 | 20 | 7
DVR | DS-7332HUI-K4-18TB | Tribrid DVR, 32 Channel TurboHD/Analog, Auto-Detect, H.265+, 1080p/3MP/4MP/5MP 30/18/15/12fps + up to 40-ch 8MP IP Camera, 2-HDMI, Alarm I/O, Front Panel Controls, 18TB | TRI DVR 32-ch 5MP H.265 18TB | Released |  | 4043 | No | 842571115123 | 24 | 20 | 20 | 7
DVR | DS-7332HUI-K4-1TB | Tribrid DVR, 32 Channel TurboHD/Analog, Auto-Detect, H.265+, 1080p/3MP/4MP/5MP 30/18/15/12fps + up to 40-ch 8MP IP Camera, 2-HDMI, Alarm I/O, Front Panel Controls, 1TB | TRI DVR 32-ch 5MP H.265 1TB | Released |  | 2120 | No | 842571114317 | 20 | 20 | 20 | 7
DVR | DS-7332HUI-K4-24TB | Tribrid DVR, 32 Channel TurboHD/Analog, Auto-Detect, H.265+, 1080p/3MP/4MP/5MP 30/18/15/12fps + up to 40-ch 8MP IP Camera, 2-HDMI, Alarm I/O, Front Panel Controls, 24TB | TRI DVR 32-ch 5MP H.265 24TB | Released |  | 4739 | No | 842571115130 | 24 | 20 | 20 | 7
DVR | DS-7332HUI-K4-2TB | Tribrid DVR, 32 Channel TurboHD/Analog, Auto-Detect, H.265+, 1080p/3MP/4MP/5MP 30/18/15/12fps + up to 40-ch 8MP IP Camera, 2-HDMI, Alarm I/O, Front Panel Controls, 2TB | TRI DVR 32-ch 5MP H.265 2TB | Released |  | 2185 | No | 842571114324 | 20 | 20 | 20 | 7
DVR | DS-7332HUI-K4-32TB | Tribrid DVR, 32 Channel TurboHD/Analog, Auto-Detect, H.265+, 1080p/3MP/4MP/5MP 30/18/15/12fps + up to 40-ch 8MP IP Camera, 2-HDMI, Alarm I/O, Front Panel Controls, 32TB | TRI DVR 32-ch 5MP H.265 32TB | Released |  | 5609 | No | 842571114379 | 26 | 20 | 20 | 7
DVR | DS-7332HUI-K4-3TB | Tribrid DVR, 32 Channel TurboHD/Analog, Auto-Detect, H.265+, 1080p/3MP/4MP/5MP 30/18/15/12fps + up to 40-ch 8MP IP Camera, 2-HDMI, Alarm I/O, Front Panel Controls, 3TB | TRI DVR 32-ch 5MP H.265 3TB | EOL - Preparation | DS-7332HUI-K4-4TB | 2304 | No | 842571114331 | 20 | 20 | 20 | 7
DVR | DS-7332HUI-K4-4TB | Tribrid DVR, 32 Channel TurboHD/Analog, Auto-Detect, H.265+, 1080p/3MP/4MP/5MP 30/18/15/12fps + up to 40-ch 8MP IP Camera, 2-HDMI, Alarm I/O, Front Panel Controls, 4TB | TRI DVR 32-ch 5MP H.265 4TB | Released |  | 2413 | No | 842571114348 | 20 | 20 | 20 | 7
DVR | DS-7332HUI-K4-6TB | Tribrid DVR, 32 Channel TurboHD/Analog, Auto-Detect, H.265+, 1080p/3MP/4MP/5MP 30/18/15/12fps + up to 40-ch 8MP IP Camera, 2-HDMI, Alarm I/O, Front Panel Controls, 6TB | TRI DVR 32-ch 5MP H.265 6TB | Released |  | 2652 | No | 842571114355 | 20 | 20 | 20 | 7
DVR | DS-7332HUI-K4-8TB | Tribrid DVR, 32 Channel TurboHD/Analog, Auto-Detect, H.265+, 1080p/3MP/4MP/5MP 30/18/15/12fps + up to 40-ch 8MP IP Camera, 2-HDMI, Alarm I/O, Front Panel Controls, 8TB | TRI DVR 32-ch 5MP H.265 8TB | Released |  | 2870 | No | 842571114362 | 20 | 20 | 20 | 7
DVR | DS-9008HUHI-F8/N | Tribrid DVR, 8 Channel TurboHD/Analog, Auto-Detect, H.264+, 720p/1080p Real-time/3MP15 + 2 to 10 8MP IP Camera, HDMI 4K, Alarm I/O, Front Panel Controls, 8 HDD | TRI DVR 8-ch 3MP H.264 No HDD | Released |  | 3043 | No | 842571102444 | 27 | 20 | 22 | 8
DVR | DS-9008HUHI-F8/N-10TB | Tribrid DVR, 8 Channel TurboHD/Analog, Auto-Detect, H.264+, 720p/1080p Real-time/3MP15 + 2 to 10 8MP IP Camera, HDMI 4K, Alarm I/O, Front Panel Controls, 10TB | TRI DVR 8-ch 3MP H.264 4K 10TB | Released |  | 4185 | No | 842571106657 | 31 | 20 | 22 | 8
DVR | DS-9008HUHI-F8/N-12TB | Tribrid DVR, 8 Channel TurboHD/Analog, Auto-Detect, H.264+, 720p/1080p Real-time/3MP15 + 2 to 10 8MP IP Camera, HDMI 4K, Alarm I/O, Front Panel Controls, 12TB | TRI DVR 8-ch 3MP H.264 4K 12TB | Released |  | 4565 | No | 842571106664 | 31 | 20 | 22 | 8
DVR | DS-9008HUHI-F8/N-16TB | Tribrid DVR, 8 Channel TurboHD/Analog, Auto-Detect, H.264+, 720p/1080p Real-time/3MP15 + 2 to 10 8MP IP Camera, HDMI 4K, Alarm I/O, Front Panel Controls, 16TB | TRI DVR 8-ch 3MP H.264 4K 16TB | Released |  | 5000 | No | 842571106671 | 33 | 20 | 22 | 8
DVR | DS-9008HUHI-F8/N-18TB | Tribrid DVR, 8 Channel TurboHD/Analog, Auto-Detect, H.264+, 720p/1080p Real-time/3MP15 + 2 to 10 8MP IP Camera, HDMI 4K, Alarm I/O, Front Panel Controls, 18TB | TRI DVR 8-ch 3MP H.264 4K 18TB | Released |  | 5435 | No | 842571106688 | 33 | 20 | 22 | 8
DVR | DS-9008HUHI-F8/N-1TB | Tribrid DVR, 8 Channel TurboHD/Analog, Auto-Detect, H.264+, 720p/1080p Real-time/3MP15 + 2 to 10 8MP IP Camera, HDMI 4K, Alarm I/O, Front Panel Controls, 1TB | TRI DVR 8-ch 3MP H.264 4K 1TB | Released |  | 3261 | No | 842571106596 | 29 | 20 | 22 | 8
DVR | DS-9008HUHI-F8/N-24TB | Tribrid DVR, 8 Channel TurboHD/Analog, Auto-Detect, H.264+, 720p/1080p Real-time/3MP15 + 2 to 10 8MP IP Camera, HDMI 4K, Alarm I/O, Front Panel Controls, 24TB | TRI DVR 8-ch 3MP H.264 4K 24TB | Released |  | 5978 | No | 842571106695 | 35 | 20 | 22 | 8
DVR | DS-9008HUHI-F8/N-28TB | Tribrid DVR, 8 Channel TurboHD/Analog, Auto-Detect, H.264+, 720p/1080p Real-time/3MP15 + 2 to 10 8MP IP Camera, HDMI 4K, Alarm I/O, Front Panel Controls, 28TB | TRI DVR 8-ch 3MP H.264 4K 28TB | Released |  | 6522 | No | 842571106701 | 37 | 20 | 22 | 8
DVR | DS-9008HUHI-F8/N-2TB | Tribrid DVR, 8 Channel TurboHD/Analog, Auto-Detect, H.264+, 720p/1080p Real-time/3MP15 + 2 to 10 8MP IP Camera, HDMI 4K, Alarm I/O, Front Panel Controls, 2TB | TRI DVR 8-ch 3MP H.264 4K 2TB | Released |  | 3370 | No | 842571106602 | 29 | 20 | 22 | 8
DVR | DS-9008HUHI-F8/N-32TB | Tribrid DVR, 8 Channel TurboHD/Analog, Auto-Detect, H.264+, 720p/1080p Real-time/3MP15 + 2 to 10 8MP IP Camera, HDMI 4K, Alarm I/O, Front Panel Controls, 32TB | TRI DVR 8-ch 3MP H.264 4K 32TB | Released |  | 6957 | No | 842571106718 | 39 | 20 | 22 | 8
DVR | DS-9008HUHI-F8/N-36TB | Tribrid DVR, 8 Channel TurboHD/Analog, Auto-Detect, H.264+, 720p/1080p Real-time/3MP15 + 2 to 10 8MP IP Camera, HDMI 4K, Alarm I/O, Front Panel Controls, 36TB | TRI DVR 8-ch 3MP H.264 4K 36TB | Released |  | 7391 | No | 842571106725 | 39 | 20 | 22 | 8
DVR | DS-9008HUHI-F8/N-3TB | Tribrid DVR, 8 Channel TurboHD/Analog, Auto-Detect, H.264+, 720p/1080p Real-time/3MP15 + 2 to 10 8MP IP Camera, HDMI 4K, Alarm I/O, Front Panel Controls, 3TB | TRI DVR 8-ch 3MP H.264 4K | EOL - Preparation | DS-9008HUI-K8-4TB | 3478 | No | 842571106619 | 29 | 20 | 22 | 8
DVR | DS-9008HUHI-F8/N-42TB | Tribrid DVR, 8 Channel TurboHD/Analog, Auto-Detect, H.264+, 720p/1080p Real-time/3MP15 + 2 to 10 8MP IP Camera, HDMI 4K, Alarm I/O, Front Panel Controls, 42TB | TRI DVR 8-ch 3MP H.264 4K 42TB | Released |  | 7935 | No | 842571106732 | 41 | 20 | 22 | 8
DVR | DS-9008HUHI-F8/N-48TB | Tribrid DVR, 8 Channel TurboHD/Analog, Auto-Detect, H.264+, 720p/1080p Real-time/3MP15 + 2 to 10 8MP IP Camera, HDMI 4K, Alarm I/O, Front Panel Controls, 48TB | TRI DVR 8-ch 3MP H.264 4K 48TB | Released |  | 8696 | No | 842571106749 | 43 | 20 | 22 | 8
DVR | DS-9008HUHI-F8/N-4TB | Tribrid DVR, 8 Channel TurboHD/Analog, Auto-Detect, H.264+, 720p/1080p Real-time/3MP15 + 2 to 10 8MP IP Camera, HDMI 4K, Alarm I/O, Front Panel Controls, 4TB | TRI DVR 8-ch 3MP H.264 4K 4TB | Released |  | 3587 | No | 842571106626 | 29 | 20 | 22 | 8
DVR | DS-9008HUHI-F8/N-6TB | Tribrid DVR, 8 Channel TurboHD/Analog, Auto-Detect, H.264+, 720p/1080p Real-time/3MP15 + 2 to 10 8MP IP Camera, HDMI 4K, Alarm I/O, Front Panel Controls, 6TB | TRI DVR 8-ch 3MP H.264 4K 6TB | Released |  | 3804 | No | 842571106633 | 29 | 20 | 22 | 8
DVR | DS-9008HUHI-F8/N-8TB | Tribrid DVR, 8 Channel TurboHD/Analog, Auto-Detect, H.264+, 720p/1080p Real-time/3MP15 + 2 to 10 8MP IP Camera, HDMI 4K, Alarm I/O, Front Panel Controls, 8TB | TRI DVR 8-ch 3MP H.264 4K 8TB | Released |  | 3967 | No | 842571106640 | 31 | 20 | 22 | 8
DVR | DS-9008HUI-K8 | Tribrid DVR, 8 Channel TurboHD/Analog, Auto-Detect, H.265+, 1080p/3MP/4MP/5MP/8MP 30/18/15/12/8fps + up to 18-ch 12MP IP Camera, 2-HDMI, Video Loop, Alarm I/O, Front Panel Controls, No HDD | TRI DVR 8-ch 5MP H.265 No HDD | Released |  | 2174 | No | 842571114386 | 26 | 22 | 23 | 9
DVR | DS-9008HUI-K8-10TB | Tribrid DVR, 8 Channel TurboHD/Analog, Auto-Detect, H.265+, 1080p/3MP/4MP/5MP/8MP 30/18/15/12/8fps + up to 18-ch 12MP IP Camera, 2-HDMI, Video Loop, Alarm I/O, Front Panel Controls, 10TB | TRI DVR 8-ch 5MP H.265 10TB | Released |  | 3315 | No | 842571115147 | 28 | 22 | 23 | 9
DVR | DS-9008HUI-K8-12TB | Tribrid DVR, 8 Channel TurboHD/Analog, Auto-Detect, H.265+, 1080p/3MP/4MP/5MP/8MP 30/18/15/12/8fps + up to 18-ch 12MP IP Camera, 2-HDMI, Video Loop, Alarm I/O, Front Panel Controls, 12TB | TRI DVR 8-ch 5MP H.265 12TB | Released |  | 3565 | No | 842571115154 | 28 | 22 | 23 | 9
DVR | DS-9008HUI-K8-16TB | Tribrid DVR, 8 Channel TurboHD/Analog, Auto-Detect, H.265+, 1080p/3MP/4MP/5MP/8MP 30/18/15/12/8fps + up to 18-ch 12MP IP Camera, 2-HDMI, Video Loop, Alarm I/O, Front Panel Controls, 16TB | TRI DVR 8-ch 5MP H.265 16TB | Released |  | 4022 | No | 842571115161 | 28 | 22 | 23 | 9
DVR | DS-9008HUI-K8-18TB | Tribrid DVR, 8 Channel TurboHD/Analog, Auto-Detect, H.265+, 1080p/3MP/4MP/5MP/8MP 30/18/15/12/8fps + up to 18-ch 12MP IP Camera, 2-HDMI, Video Loop, Alarm I/O, Front Panel Controls, 18TB | TRI DVR 8-ch 5MP H.265 18TB | Released |  | 4261 | No | 842571115178 | 28 | 22 | 23 | 9
DVR | DS-9008HUI-K8-1TB | Tribrid DVR, 8 Channel TurboHD/Analog, Auto-Detect, H.265+, 1080p/3MP/4MP/5MP/8MP 30/18/15/12/8fps + up to 18-ch 12MP IP Camera, 2-HDMI, Video Loop, Alarm I/O, Front Panel Controls, 1TB | TRI DVR 8-ch 5MP H.265 1TB | Released |  | 2337 | No | 842571114393 | 28 | 22 | 23 | 9
DVR | DS-9008HUI-K8-24TB | Tribrid DVR, 8 Channel TurboHD/Analog, Auto-Detect, H.265+, 1080p/3MP/4MP/5MP/8MP 30/18/15/12/8fps + up to 18-ch 12MP IP Camera, 2-HDMI, Video Loop, Alarm I/O, Front Panel Controls, 24TB | TRI DVR 8-ch 5MP H.265 24TB | Released |  | 4957 | No | 842571115185 | 28 | 22 | 23 | 9
DVR | DS-9008HUI-K8-2TB | Tribrid DVR, 8 Channel TurboHD/Analog, Auto-Detect, H.265+, 1080p/3MP/4MP/5MP/8MP 30/18/15/12/8fps + up to 18-ch 12MP IP Camera, 2-HDMI, Video Loop, Alarm I/O, Front Panel Controls, 2TB | TRI DVR 8-ch 5MP H.265 2TB | Released |  | 2402 | No | 842571114409 | 28 | 22 | 23 | 9
DVR | DS-9008HUI-K8-32TB | Tribrid DVR, 8 Channel TurboHD/Analog, Auto-Detect, H.265+, 1080p/3MP/4MP/5MP/8MP 30/18/15/12/8fps + up to 18-ch 12MP IP Camera, 2-HDMI, Video Loop, Alarm I/O, Front Panel Controls, 32TB | TRI DVR 8-ch 5MP H.265 32TB | Released |  | 5826 | No | 842571114454 | 34 | 22 | 23 | 9
DVR | DS-9008HUI-K8-36TB | Tribrid DVR, 8 Channel TurboHD/Analog, Auto-Detect, H.265+, 1080p/3MP/4MP/5MP/8MP 30/18/15/12/8fps + up to 18-ch 12MP IP Camera, 2-HDMI, Video Loop, Alarm I/O, Front Panel Controls, 36TB | TRI DVR 8-ch 5MP H.265 36TB | Released |  | 6283 | No | 842571114461 | 36 | 22 | 23 | 9
DVR | DS-9008HUI-K8-3TB | Tribrid DVR, 8 Channel TurboHD/Analog, Auto-Detect, H.265+, 1080p/3MP/4MP/5MP/8MP 30/18/15/12/8fps + up to 18-ch 12MP IP Camera, 2-HDMI, Video Loop, Alarm I/O, Front Panel Controls, 3TB | TRI DVR 8-ch 5MP H.265 3TB | EOL - Preparation | DS-9008HUI-K8-4TB | 2522 | No | 842571114416 | 28 | 22 | 23 | 9
DVR | DS-9008HUI-K8-42TB | Tribrid DVR, 8 Channel TurboHD/Analog, Auto-Detect, H.265+, 1080p/3MP/4MP/5MP/8MP 30/18/15/12/8fps + up to 18-ch 12MP IP Camera, 2-HDMI, Video Loop, Alarm I/O, Front Panel Controls, 42TB | TRI DVR 8-ch 5MP H.265 42TB | Released |  | 6967 | No | 842571114478 | 38 | 22 | 23 | 9
DVR | DS-9008HUI-K8-48TB | Tribrid DVR, 8 Channel TurboHD/Analog, Auto-Detect, H.265+, 1080p/3MP/4MP/5MP/8MP 30/18/15/12/8fps + up to 18-ch 12MP IP Camera, 2-HDMI, Video Loop, Alarm I/O, Front Panel Controls, 48TB | TRI DVR 8-ch 5MP H.265 48TB | Released |  | 7652 | No | 842571114485 | 38 | 22 | 23 | 9
DVR | DS-9008HUI-K8-4TB | Tribrid DVR, 8 Channel TurboHD/Analog, Auto-Detect, H.265+, 1080p/3MP/4MP/5MP/8MP 30/18/15/12/8fps + up to 18-ch 12MP IP Camera, 2-HDMI, Video Loop, Alarm I/O, Front Panel Controls, 4TB | TRI DVR 8-ch 5MP H.265 4TB | Released |  | 2630 | No | 842571114423 | 28 | 22 | 23 | 9
DVR | DS-9008HUI-K8-64TB | Tribrid DVR, 8 Channel TurboHD/Analog, Auto-Detect, H.265+, 1080p/3MP/4MP/5MP/8MP 30/18/15/12/8fps + up to 18-ch 12MP IP Camera, 2-HDMI, Video Loop, Alarm I/O, Front Panel Controls, 64TB | TRI DVR 8-ch 5MP H.265 64TB | Released |  | 9478 | No | 842571114492 | 42 | 22 | 23 | 9
DVR | DS-9008HUI-K8-6TB | Tribrid DVR, 8 Channel TurboHD/Analog, Auto-Detect, H.265+, 1080p/3MP/4MP/5MP/8MP 30/18/15/12/8fps + up to 18-ch 12MP IP Camera, 2-HDMI, Video Loop, Alarm I/O, Front Panel Controls, 6TB | TRI DVR 8-ch 5MP H.265 6TB | Released |  | 2870 | No | 842571114430 | 28 | 22 | 23 | 9
DVR | DS-9008HUI-K8-8TB | Tribrid DVR, 8 Channel TurboHD/Analog, Auto-Detect, H.265+, 1080p/3MP/4MP/5MP/8MP 30/18/15/12/8fps + up to 18-ch 12MP IP Camera, 2-HDMI, Video Loop, Alarm I/O, Front Panel Controls, 8TB | TRI DVR 8-ch 5MP H.265 8TB | Released |  | 3087 | No | 842571114447 | 28 | 22 | 23 | 9
DVR | DS-9016HUHI-F8/N | Tribrid DVR, 16 Channel TurboHD/Analog, Auto-Detect, H.264+, 720p/1080p Real-time/3MP15 + 2 to 10 8MP IP Camera, HDMI 4K, Alarm I/O, Front Panel Controls, 8 HDD | TRI DVR 16-ch 3MP H.264 No HDD | Released |  | 3696 | No | 842571104370 | 27 | 23 | 22 | 9
DVR | DS-9016HUHI-F8/N-10TB | Tribrid DVR, 16 Channel TurboHD/Analog, Auto-Detect, H.264+, 720p/1080p Real-time/3MP15 + 2 to 10 8MP IP Camera, HDMI 4K, Alarm I/O, Front Panel Controls, 10TB | TRI DVR 16-ch 3MP H.264 4K 10T | Released |  | 4946 | No | 842571106817 | 31 | 23 | 22 | 9
DVR | DS-9016HUHI-F8/N-12TB | Tribrid DVR, 16 Channel TurboHD/Analog, Auto-Detect, H.264+, 720p/1080p Real-time/3MP15 + 2 to 10 8MP IP Camera, HDMI 4K, Alarm I/O, Front Panel Controls, 12TB | TRI DVR 16-ch 3MP H.264 4K 12T | Released |  | 5217 | No | 842571106824 | 31 | 23 | 22 | 9
DVR | DS-9016HUHI-F8/N-16TB | Tribrid DVR, 16 Channel TurboHD/Analog, Auto-Detect, H.264+, 720p/1080p Real-time/3MP15 + 2 to 10 8MP IP Camera, HDMI 4K, Alarm I/O, Front Panel Controls, 16TB | TRI DVR 16-ch 3MP H.264 4K 16T | Released |  | 5761 | No | 842571106831 | 33 | 23 | 22 | 9
DVR | DS-9016HUHI-F8/N-18TB | Tribrid DVR, 16 Channel TurboHD/Analog, Auto-Detect, H.264+, 720p/1080p Real-time/3MP15 + 2 to 10 8MP IP Camera, HDMI 4K, Alarm I/O, Front Panel Controls, 18TB | TRI DVR 16-ch 3MP H.264 4K 18T | Released |  | 6304 | No | 842571106848 | 33 | 23 | 22 | 9
DVR | DS-9016HUHI-F8/N-1TB | Tribrid DVR, 16 Channel TurboHD/Analog, Auto-Detect, H.264+, 720p/1080p Real-time/3MP15 + 2 to 10 8MP IP Camera, HDMI 4K, Alarm I/O, Front Panel Controls, 1TB | TRI DVR 16-ch 3MP H.264 4K 1TB | Released |  | 4130 | No | 842571106756 | 29 | 23 | 22 | 9
DVR | DS-9016HUHI-F8/N-24TB | Tribrid DVR, 16 Channel TurboHD/Analog, Auto-Detect, H.264+, 720p/1080p Real-time/3MP15 + 2 to 10 8MP IP Camera, HDMI 4K, Alarm I/O, Front Panel Controls, 24TB | TRI DVR 16-ch 3MP H.264 4K 24T | Released |  | 6848 | No | 842571106855 | 35 | 23 | 22 | 9
DVR | DS-9016HUHI-F8/N-28TB | Tribrid DVR, 16 Channel TurboHD/Analog, Auto-Detect, H.264+, 720p/1080p Real-time/3MP15 + 2 to 10 8MP IP Camera, HDMI 4K, Alarm I/O, Front Panel Controls, 28TB | TRI DVR 16-ch 3MP H.264 4K 28T | Released |  | 7391 | No | 842571106862 | 37 | 23 | 22 | 9
DVR | DS-9016HUHI-F8/N-2TB | Tribrid DVR, 16 Channel TurboHD/Analog, Auto-Detect, H.264+, 720p/1080p Real-time/3MP15 + 2 to 10 8MP IP Camera, HDMI 4K, Alarm I/O, Front Panel Controls, 2TB | TRI DVR 16-ch 3MP H.264 4K 2TB | Released |  | 4239 | No | 842571106763 | 29 | 23 | 22 | 9
DVR | DS-9016HUHI-F8/N-32TB | Tribrid DVR, 16 Channel TurboHD/Analog, Auto-Detect, H.264+, 720p/1080p Real-time/3MP15 + 2 to 10 8MP IP Camera, HDMI 4K, Alarm I/O, Front Panel Controls, 32TB | TRI DVR 16-ch 3MP H.264 4K 32T | Released |  | 7935 | No | 842571106879 | 39 | 23 | 22 | 9
DVR | DS-9016HUHI-F8/N-36TB | Tribrid DVR, 16 Channel TurboHD/Analog, Auto-Detect, H.264+, 720p/1080p Real-time/3MP15 + 2 to 10 8MP IP Camera, HDMI 4K, Alarm I/O, Front Panel Controls, 36TB | TRI DVR 16-ch 3MP H.264 4K 36T | Released |  | 8478 | No | 842571106886 | 39 | 23 | 22 | 9
DVR | DS-9016HUHI-F8/N-3TB | Tribrid DVR, 16 Channel TurboHD/Analog, Auto-Detect, H.264+, 720p/1080p Real-time/3MP15 + 2 to 10 8MP IP Camera, HDMI 4K, Alarm I/O, Front Panel Controls, 3TB | TRI DVR 16-ch 3MP H.264 4K | EOL - Preparation | DS-9016HUI-K8-4TB | 4348 | No | 842571106770 | 29 | 23 | 22 | 9
DVR | DS-9016HUHI-F8/N-42TB | Tribrid DVR, 16 Channel TurboHD/Analog, Auto-Detect, H.264+, 720p/1080p Real-time/3MP15 + 2 to 10 8MP IP Camera, HDMI 4K, Alarm I/O, Front Panel Controls, 42TB | TRI DVR 16-ch 3MP H.264 4K 42T | Released |  | 9239 | No | 842571106893 | 41 | 23 | 22 | 9
DVR | DS-9016HUHI-F8/N-48TB | Tribrid DVR, 16 Channel TurboHD/Analog, Auto-Detect, H.264+, 720p/1080p Real-time/3MP15 + 2 to 10 8MP IP Camera, HDMI 4K, Alarm I/O, Front Panel Controls, 48TB | TRI DVR 16-ch 3MP H.264 4K 48T | Released |  | 9783 | No | 842571106909 | 43 | 23 | 22 | 9
DVR | DS-9016HUHI-F8/N-4TB | Tribrid DVR, 16 Channel TurboHD/Analog, Auto-Detect, H.264+, 720p/1080p Real-time/3MP15 + 2 to 10 8MP IP Camera, HDMI 4K, Alarm I/O, Front Panel Controls, 4TB | TRI DVR 16-ch 3MP H.264 4K 4TB | Released |  | 4457 | No | 842571106787 | 29 | 23 | 22 | 9
DVR | DS-9016HUHI-F8/N-6TB | Tribrid DVR, 16 Channel TurboHD/Analog, Auto-Detect, H.264+, 720p/1080p Real-time/3MP15 + 2 to 10 8MP IP Camera, HDMI 4K, Alarm I/O, Front Panel Controls, 6TB | TRI DVR 16-ch 3MP H.264 4K 6TB | Released |  | 4565 | No | 842571106794 | 29 | 23 | 22 | 9
DVR | DS-9016HUHI-F8/N-8TB | Tribrid DVR, 16 Channel TurboHD/Analog, Auto-Detect, H.264+, 720p/1080p Real-time/3MP15 + 2 to 10 8MP IP Camera, HDMI 4K, Alarm I/O, Front Panel Controls, 8TB | TRI DVR 16-ch 3MP H.264 4K 8TB | Released |  | 4783 | No | 842571106800 | 31 | 23 | 22 | 9
DVR | DS-9016HUI-K8 | Tribrid DVR, 16 Channel TurboHD/Analog, Auto-Detect, H.265+, 1080p/3MP/4MP/5MP/8MP 30/18/15/12/8fps + up to 32-ch 12MP IP Camera, 2-HDMI, Video Loop, Alarm I/O, Front Panel Controls, No HDD | TRI DVR 16-ch 5MP H.265 No HDD | Released |  | 2717 | No | 842571114508 | 28 | 22 | 23 | 9
DVR | DS-9016HUI-K8-10TB | Tribrid DVR, 16 Channel TurboHD/Analog, Auto-Detect, H.265+, 1080p/3MP/4MP/5MP/8MP 30/18/15/12/8fps + up to 32-ch 12MP IP Camera, 2-HDMI, Video Loop, Alarm I/O, Front Panel Controls, 10TB | TRI DVR 16-ch 5MP H.265 10TB | Released |  | 3859 | No | 842571115192 | 32 | 22 | 23 | 9
DVR | DS-9016HUI-K8-12TB | Tribrid DVR, 16 Channel TurboHD/Analog, Auto-Detect, H.265+, 1080p/3MP/4MP/5MP/8MP 30/18/15/12/8fps + up to 32-ch 12MP IP Camera, 2-HDMI, Video Loop, Alarm I/O, Front Panel Controls, 12TB | TRI DVR 16-ch 5MP H.265 12TB | Released |  | 4109 | No | 842571115208 | 32 | 22 | 23 | 9
DVR | DS-9016HUI-K8-16TB | Tribrid DVR, 16 Channel TurboHD/Analog, Auto-Detect, H.265+, 1080p/3MP/4MP/5MP/8MP 30/18/15/12/8fps + up to 32-ch 12MP IP Camera, 2-HDMI, Video Loop, Alarm I/O, Front Panel Controls, 16TB | TRI DVR 16-ch 5MP H.265 16TB | Released |  | 4565 | No | 842571115215 | 32 | 22 | 23 | 9
DVR | DS-9016HUI-K8-18TB | Tribrid DVR, 16 Channel TurboHD/Analog, Auto-Detect, H.265+, 1080p/3MP/4MP/5MP/8MP 30/18/15/12/8fps + up to 32-ch 12MP IP Camera, 2-HDMI, Video Loop, Alarm I/O, Front Panel Controls, 18TB | TRI DVR 16-ch 5MP H.265 18TB | Released |  | 4804 | No | 842571115222 | 34 | 22 | 23 | 9
DVR | DS-9016HUI-K8-1TB | Tribrid DVR, 16 Channel TurboHD/Analog, Auto-Detect, H.265+, 1080p/3MP/4MP/5MP/8MP 30/18/15/12/8fps + up to 32-ch 12MP IP Camera, 2-HDMI, Video Loop, Alarm I/O, Front Panel Controls, 1TB | TRI DVR 16-ch 5MP H.265 1TB | Released |  | 2880 | No | 842571114515 | 30 | 22 | 23 | 9
DVR | DS-9016HUI-K8-20TB | Tribrid DVR, 16 Channel TurboHD/Analog, Auto-Detect, H.265+, 1080p/3MP/4MP/5MP/8MP 30/18/15/12/8fps + up to 32-ch 12MP IP Camera, 2-HDMI, Video Loop, Alarm I/O, Front Panel Controls, 20TB | TRI DVR 16-ch 5MP H.265 20TB | Released |  | 5109 | No | 842571128574 | 32 | 22 | 23 | 9
DVR | DS-9016HUI-K8-24TB | Tribrid DVR, 16 Channel TurboHD/Analog, Auto-Detect, H.265+, 1080p/3MP/4MP/5MP/8MP 30/18/15/12/8fps + up to 32-ch 12MP IP Camera, 2-HDMI, Video Loop, Alarm I/O, Front Panel Controls, 24TB | TRI DVR 16-ch 5MP H.265 24TB | Released |  | 5500 | No | 842571115239 | 34 | 22 | 23 | 9
DVR | DS-9016HUI-K8-2TB | Tribrid DVR, 16 Channel TurboHD/Analog, Auto-Detect, H.265+, 1080p/3MP/4MP/5MP/8MP 30/18/15/12/8fps + up to 32-ch 12MP IP Camera, 2-HDMI, Video Loop, Alarm I/O, Front Panel Controls, 2TB | TRI DVR 16-ch 5MP H.265 2TB | Released |  | 2946 | No | 842571114522 | 30 | 22 | 23 | 9
DVR | DS-9016HUI-K8-32TB | Tribrid DVR, 16 Channel TurboHD/Analog, Auto-Detect, H.265+, 1080p/3MP/4MP/5MP/8MP 30/18/15/12/8fps + up to 32-ch 12MP IP Camera, 2-HDMI, Video Loop, Alarm I/O, Front Panel Controls, 32TB | TRI DVR 16-ch 5MP H.265 32TB | Released |  | 6370 | No | 842571114577 | 36 | 22 | 23 | 9
DVR | DS-9016HUI-K8-36TB | Tribrid DVR, 16 Channel TurboHD/Analog, Auto-Detect, H.265+, 1080p/3MP/4MP/5MP/8MP 30/18/15/12/8fps + up to 32-ch 12MP IP Camera, 2-HDMI, Video Loop, Alarm I/O, Front Panel Controls, 36TB | TRI DVR 16-ch 5MP H.265 36TB | Released |  | 6826 | No | 842571114584 | 38 | 22 | 23 | 9
DVR | DS-9016HUI-K8-3TB | Tribrid DVR, 16 Channel TurboHD/Analog, Auto-Detect, H.265+, 1080p/3MP/4MP/5MP/8MP 30/18/15/12/8fps + up to 32-ch 12MP IP Camera, 2-HDMI, Video Loop, Alarm I/O, Front Panel Controls, 3TB | TRI DVR 16-ch 5MP H.265 3TB | EOL - Preparation | DS-9016HUI-K8-4TB | 3065 | No | 842571114539 | 30 | 22 | 23 | 9
DVR | DS-9016HUI-K8-42TB | Tribrid DVR, 16 Channel TurboHD/Analog, Auto-Detect, H.265+, 1080p/3MP/4MP/5MP/8MP 30/18/15/12/8fps + up to 32-ch 12MP IP Camera, 2-HDMI, Video Loop, Alarm I/O, Front Panel Controls, 42TB | TRI DVR 16-ch 5MP H.265 42TB | Released |  | 7511 | No | 842571114591 | 38 | 22 | 23 | 9
DVR | DS-9016HUI-K8-48TB | Tribrid DVR, 16 Channel TurboHD/Analog, Auto-Detect, H.265+, 1080p/3MP/4MP/5MP/8MP 30/18/15/12/8fps + up to 32-ch 12MP IP Camera, 2-HDMI, Video Loop, Alarm I/O, Front Panel Controls, 48TB | TRI DVR 16-ch 5MP H.265 48TB | Released |  | 8196 | No | 842571115987 | 40 | 22 | 23 | 9
DVR | DS-9016HUI-K8-4TB | Tribrid DVR, 16 Channel TurboHD/Analog, Auto-Detect, H.265+, 1080p/3MP/4MP/5MP/8MP 30/18/15/12/8fps + up to 32-ch 12MP IP Camera, 2-HDMI, Video Loop, Alarm I/O, Front Panel Controls, 4TB | TRI DVR 16-ch 5MP H.265 4TB | Released |  | 3174 | No | 842571114546 | 30 | 22 | 23 | 9
DVR | DS-9016HUI-K8-64TB | Tribrid DVR, 16 Channel TurboHD/Analog, Auto-Detect, H.265+, 1080p/3MP/4MP/5MP/8MP 30/18/15/12/8fps + up to 32-ch 12MP IP Camera, 2-HDMI, Video Loop, Alarm I/O, Front Panel Controls, 64TB | TRI DVR 16-ch 5MP H.265 64TB | Released |  | 10022 | No | 842571114607 | 44 | 22 | 23 | 9
DVR | DS-9016HUI-K8-6TB | Tribrid DVR, 16 Channel TurboHD/Analog, Auto-Detect, H.265+, 1080p/3MP/4MP/5MP/8MP 30/18/15/12/8fps + up to 32-ch 12MP IP Camera, 2-HDMI, Video Loop, Alarm I/O, Front Panel Controls, 6TB | TRI DVR 16-ch 5MP H.265 6TB | Released |  | 3413 | No | 842571114553 | 30 | 22 | 23 | 9
DVR | DS-9016HUI-K8-80TB | Tribrid DVR, 16 Channel TurboHD/Analog, Auto-Detect, H.265+, 1080p/3MP/4MP/5MP/8MP 30/18/15/12/8fps + up to 32-ch 12MP IP Camera, 2-HDMI, Video Loop, Alarm I/O, Front Panel Controls, 80TB | TRI DVR 16-ch 5MP H.265 80TB | Released |  | 11848 | No | 842571127454 | 44 | 22 | 23 | 9
DVR | DS-9016HUI-K8-8TB | Tribrid DVR, 16 Channel TurboHD/Analog, Auto-Detect, H.265+, 1080p/3MP/4MP/5MP/8MP 30/18/15/12/8fps + up to 32-ch 12MP IP Camera, 2-HDMI, Video Loop, Alarm I/O, Front Panel Controls, 8TB | TRI DVR 16-ch 5MP H.265 8TB | Released |  | 3630 | No | 842571114560 | 30 | 22 | 23 | 9
DVR | DS-9032HUI-K8 | Tribrid DVR, 32 Channel TurboHD/Analog, Auto-Detect, H.265+, 1080p/3MP/4MP/5MP/8MP 30/18/15/12/8fps + up to 64-ch 12MP IP Camera, 2-HDMI, Video Loop, Alarm I/O, Front Panel Controls, No HDD | TRIDVR32-ch 5MP H.265 No HDD | Released |  | 3478 | No | 842571115260 | 26 | 22 | 23 | 9
DVR | DS-9032HUI-K8-10TB | Tribrid DVR, 32 Channel TurboHD/Analog, Auto-Detect, H.265+, 1080p/3MP/4MP/5MP/8MP 30/18/15/12/8fps + up to 64-ch 12MP IP Camera, 2-HDMI, Video Loop, Alarm I/O, Front Panel Controls, 10TB | TRI DVR 32-ch 5MP H.265 10TB | Released |  | 4535 | No | 842571115246 | 30 | 22 | 23 | 9
DVR | DS-9032HUI-K8-12TB | Tribrid DVR, 32 Channel TurboHD/Analog, Auto-Detect, H.265+, 1080p/3MP/4MP/5MP/8MP 30/18/15/12/8fps + up to 64-ch 12MP IP Camera, 2-HDMI, Video Loop, Alarm I/O, Front Panel Controls, 12TB | TRI DVR 32-ch 5MP H.265 12TB | Released |  | 4870 | No | 842571115253 | 30 | 22 | 23 | 9
DVR | DS-9032HUI-K8-16TB | Tribrid DVR, 32 Channel TurboHD/Analog, Auto-Detect, H.265+, 1080p/3MP/4MP/5MP/8MP 30/18/15/12/8fps + up to 64-ch 12MP IP Camera, 2-HDMI, Video Loop, Alarm I/O, Front Panel Controls, 16TB | TRI DVR 32-ch 5MP H.265 16TB | Released |  | 5326 | No | 842571115277 | 30 | 22 | 23 | 9
DVR | DS-9032HUI-K8-18TB | Tribrid DVR, 32 Channel TurboHD/Analog, Auto-Detect, H.265+, 1080p/3MP/4MP/5MP/8MP 30/18/15/12/8fps + up to 64-ch 12MP IP Camera, 2-HDMI, Video Loop, Alarm I/O, Front Panel Controls, 18TB | TRI DVR 32-ch 5MP H.265 18TB | Released |  | 5565 | No | 842571115284 | 32 | 22 | 23 | 9
DVR | DS-9032HUI-K8-1TB | Tribrid DVR, 32 Channel TurboHD/Analog, Auto-Detect, H.265+, 1080p/3MP/4MP/5MP/8MP 30/18/15/12/8fps + up to 64-ch 12MP IP Camera, 2-HDMI, Video Loop, Alarm I/O, Front Panel Controls, 1TB | TRI DVR 32-ch 5MP H.265 1TB | Released |  | 3641 | No | 842571114614 | 28 | 22 | 23 | 9
DVR | DS-9032HUI-K8-24TB | Tribrid DVR, 32 Channel TurboHD/Analog, Auto-Detect, H.265+, 1080p/3MP/4MP/5MP/8MP 30/18/15/12/8fps + up to 64-ch 12MP IP Camera, 2-HDMI, Video Loop, Alarm I/O, Front Panel Controls, 24TB | TRI DVR 32-ch 5MP H.265 24TB | Released |  | 6261 | No | 842571115291 | 32 | 22 | 23 | 9
DVR | DS-9032HUI-K8-2TB | Tribrid DVR, 32 Channel TurboHD/Analog, Auto-Detect, H.265+, 1080p/3MP/4MP/5MP/8MP 30/18/15/12/8fps + up to 64-ch 12MP IP Camera, 2-HDMI, Video Loop, Alarm I/O, Front Panel Controls, 2TB | TRI DVR 32-ch 5MP H.265 2TB | Released |  | 3707 | No | 842571114621 | 28 | 22 | 23 | 9
DVR | DS-9032HUI-K8-32TB | Tribrid DVR, 32 Channel TurboHD/Analog, Auto-Detect, H.265+, 1080p/3MP/4MP/5MP/8MP 30/18/15/12/8fps + up to 64-ch 12MP IP Camera, 2-HDMI, Video Loop, Alarm I/O, Front Panel Controls, 32TB | TRI DVR 32-ch 5MP H.265 32TB | Released |  | 7130 | No | 842571114676 | 34 | 22 | 23 | 9
DVR | DS-9032HUI-K8-36TB | Tribrid DVR, 32 Channel TurboHD/Analog, Auto-Detect, H.265+, 1080p/3MP/4MP/5MP/8MP 30/18/15/12/8fps + up to 64-ch 12MP IP Camera, 2-HDMI, Video Loop, Alarm I/O, Front Panel Controls, 36TB | TRI DVR 32-ch 5MP H.265 36TB | Released |  | 7587 | No | 842571114683 | 36 | 22 | 23 | 9
DVR | DS-9032HUI-K8-3TB | Tribrid DVR, 32 Channel TurboHD/Analog, Auto-Detect, H.265+, 1080p/3MP/4MP/5MP/8MP 30/18/15/12/8fps + up to 64-ch 12MP IP Camera, 2-HDMI, Video Loop, Alarm I/O, Front Panel Controls, 3TB | TRI DVR 32-ch 5MP H.265 3TB | EOL - Preparation | DS-9032HUI-K8-4TB | 3826 | No | 842571114638 | 28 | 22 | 23 | 9
DVR | DS-9032HUI-K8-42TB | Tribrid DVR, 32 Channel TurboHD/Analog, Auto-Detect, H.265+, 1080p/3MP/4MP/5MP/8MP 30/18/15/12/8fps + up to 64-ch 12MP IP Camera, 2-HDMI, Video Loop, Alarm I/O, Front Panel Controls, 42TB | TRI DVR 32-ch 5MP H.265 42TB | Released |  | 8272 | No | 842571114690 | 38 | 22 | 23 | 9
DVR | DS-9032HUI-K8-48TB | Tribrid DVR, 32 Channel TurboHD/Analog, Auto-Detect, H.265+, 1080p/3MP/4MP/5MP/8MP 30/18/15/12/8fps + up to 64-ch 12MP IP Camera, 2-HDMI, Video Loop, Alarm I/O, Front Panel Controls, 48TB | TRI DVR 32-ch 5MP H.265 48TB | Released |  | 8957 | No | 842571114706 | 38 | 22 | 23 | 9
DVR | DS-9032HUI-K8-4TB | Tribrid DVR, 32 Channel TurboHD/Analog, Auto-Detect, H.265+, 1080p/3MP/4MP/5MP/8MP 30/18/15/12/8fps + up to 64-ch 12MP IP Camera, 2-HDMI, Video Loop, Alarm I/O, Front Panel Controls, 4TB | TRI DVR 32-ch 5MP H.265 4TB | Released |  | 3935 | No | 842571114645 | 28 | 22 | 23 | 9
DVR | DS-9032HUI-K8-64TB | Tribrid DVR, 32 Channel TurboHD/Analog, Auto-Detect, H.265+, 1080p/3MP/4MP/5MP/8MP 30/18/15/12/8fps + up to 64-ch 12MP IP Camera, 2-HDMI, Video Loop, Alarm I/O, Front Panel Controls, 64TB | TRI DVR 32-ch 5MP H.265 64TB | Released |  | 10783 | No | 842571114713 | 42 | 22 | 23 | 9
DVR | DS-9032HUI-K8-6TB | Tribrid DVR, 32 Channel TurboHD/Analog, Auto-Detect, H.265+, 1080p/3MP/4MP/5MP/8MP 30/18/15/12/8fps + up to 64-ch 12MP IP Camera, 2-HDMI, Video Loop, Alarm I/O, Front Panel Controls, 6TB | TRI DVR 32-ch 5MP H.265 6TB | Released |  | 4174 | No | 842571114652 | 28 | 22 | 23 | 9
DVR | DS-9032HUI-K8-8TB | Tribrid DVR, 32 Channel TurboHD/Analog, Auto-Detect, H.265+, 1080p/3MP/4MP/5MP/8MP 30/18/15/12/8fps + up to 64-ch 12MP IP Camera, 2-HDMI, Video Loop, Alarm I/O, Front Panel Controls, 8TB | TRI DVR 32-ch 5MP H.265 8TB | Released |  | 4391 | No | 842571114669 | 28 | 22 | 23 | 9
Encoder&Decoder | DS-6401HDI-T | Video Decoder, 1-Channel, H264, up to 5MP, 1 HDMI/ 1 VGA Out, Audio Out, RS-485, Alarm I/O -4/2, 12VDC | DEC 1CH H264 HDMI/VGA OUT | EOL - Preparation | DS-6901UDI | 655 | No | 816783014871 | 4 | 3 | 14 | 8
Encoder&Decoder | DS-6404HDI-T | Video Decoder, 4-Channel, H264, up to 5MP, 4 HDMI/ 4 VGA Out, Audio Out, RS-485, Alarm I/O -4/2, 120VAC | DEC 4CH H264 HDMI/VGA OUT | EOL - Preparation | DS-6904UDI | 2153 | No | 816783015977 | 4 | 21 | 21 | 13
Encoder&Decoder | DS-6408HDI-T | Video Decoder, 8-Channel, H264, up to 5MP, 8 HDMI/8 VGA Out, Audio Out, RS-485, Alarm I/O -4/2, 120VAC | DEC 8CH H264 HDMI/VGA OUT | EOL - Preparation | DS-6908UDI | 3290 | No | 816783014888 | 4 | 19 | 18 | 6
Encoder&Decoder | DS-6701HFI | Video Server, 1-Channel, H264, Dual Stream, 4CIF - 30fps, Audio -1/1, RS-485, Alarm I/O -1/1, 12VDC | VS 1CH 4CIF-30FPS | Released |  | 272 | No | 816783013188 | 1 | 3 | 10 | 7
Encoder&Decoder | DS-6701HWI | Video Server, 1-Channel, H264, Dual Stream, 960H - 30fps, Audio -1/1, RS-485, Alarm I/O -1/1, 12VDC | VS 1CH 960H-30FPS | Released |  | 272 | No | 813908020328 | 1 | 4 | 10 | 6
Encoder&Decoder | DS-6704HFI | Video Server, 4-Channel, H264, Dual Stream, 4CIF - 30fps, Audio -4/1, RS-485, Alarm I/O -4/2, 12VDC | VS 4CH 4CIF-30FPS SATA INT | Released |  | 607 | No | 816783014949 | 5 | 3 | 19 | 11
Encoder&Decoder | DS-6704HUHI-K | Video Encoder, 4-Channel, H265+/H.265, Dual Stream, HD-TVI 5MP/CVBS Encoding, 4-ch synchronous playback, Audio -4/1, GB NIC Port, RS-485, Alarm I/O -4/1, 12VDC | ENCODR 5MP 4CH TVI/CVBS GB NIC | Released |  | 652 | No | 842571109467 | 6 | 3 | 19 | 11
Encoder&Decoder | DS-6704HWI | Video Server, 4-Channel, H264, Dual Stream, 960H - 30fps, Audio -4/1, RS-485, Alarm I/O -4/2, 12VDC | VS 4CH 960H-30FPS | Released |  | 435 | No | 813908020335 | 1 | 4 | 10 | 6
Encoder&Decoder | DS-6708HFI | Video Server, 8-Channel, H264, Dual Stream, 4CIF - 30fps, Audio -8/1, RS-485, Alarm I/O -8/4, 12VDC | VS 8CH 4CIF-30FPS RACK MT | Released |  | 870 | No | 816783014017 | 4 | 12 | 19 | 4
Encoder&Decoder | DS-6708HQHI-SATA | Video Server, 8-Channel, H264, Dual Stream, HD-TVI/CVBS, Audio -8/1, RS-485, Alarm I/O -8/4, 12VDC with SATA interface | ENCODR 8CH TVI/CVBS SATA INT | EOL - Preparation |  | 1087 | No | 813908024296 | 6 | 15 | 17 | 5
Encoder&Decoder | DS-6708HUHI-K | Video Encoder, 8-Channel, H265+/H.265, Dual Stream, HD-TVI 5MP/CVBS Encoding, 8-ch synchronous playback, Audio -4/1, GB NIC Port, RS-485, Alarm I/O -8/4, 12VDC | ENCODR 5MP 8CH TVI/CVBS GB NIC | Released |  | 1196 | No | 842571109474 | 6 | 2 | 10 | 9
Encoder&Decoder | DS-6708HWI | Video Server, 8-Channel, H264, Dual Stream, 960H - 30fps, Audio -8/1, RS-485, Alarm I/O -8/4, 12VDC | VS 8CH 960H-30FPS RACK MT | Released |  | 870 | No | 813908020342 | 5 | 4 | 19 | 12
Encoder&Decoder | DS-6716HFI | Video Server, 16-Channel, H264, Dual Stream, 4CIF - 30fps, Audio -16/1, RS-485, Alarm I/O -16/4, 12VDC | VS 16CH 4CIF-30FPS RACK MT | Released |  | 1304 | No | 816783013812 | 8 | 19 | 15 | 5
Encoder&Decoder | DS-6716HQHI-SATA | Video Server, 16-Channel, H264, Dual Stream, HD-TVI/CVBS, Audio -8/1, RS-485, Alarm I/O -8/4, 12VDC with SATA interface | ENCODR 16CH TVI/CVBS SATA | EOL - Preparation | DS-6716HUHI-K | 1522 | No | 813908024012 | 7 | 15 | 17 | 5
Encoder&Decoder | DS-6716HUHI-K | Video Encoder, 16-Channel, H265+/H.265, Dual Stream, HD-TVI 5MP/CVBS Encoding, 16-ch synchronous playback, Audio -4/1, GB NIC Port, RS-485, Alarm I/O -16/4, 12VDC | ENCODR 5MP 16CH TVI/CVBS GBNIC | Released |  | 1685 | No | 842571109481 | 8 | 15 | 17 | 5
Encoder&Decoder | DS-6716HWI | Video Server, 16-Channel, H264, Dual Stream, 960H - 30fps, Audio -16/1, RS-485, Alarm I/O -16/4, 12VDC | VS 16CH 960H-30FPS RACK MT | Released |  | 1305 | No | 813908020359 | 8 | 16 | 19 | 5
Encoder&Decoder | DS-6901UDI | Video Decoder, 1-Channel, H265+, up to 12MP, 1 HDMI/ 1 VGA Out, Audio Out, RS-485, Alarm I/O -8/8, 12VDC | DEC 1CH H265+ HDMI/VGA OUT | Released |  | 1150 | No | 842571103465 | 5 | 3 | 18 | 10
Encoder&Decoder | DS-6904UDI | Video Decoder, 4-Channel, H265+, up to 12MP, 4 HDMI/ 2 BNC Out, Audio Out, RS-485, Alarm I/O -8/8, embedded 16-Port Switch, 120VAC | DEC 4CH H265+ HDMI/BNC OUT | Released |  | 2446 | No | 842571103472 | 15 | 20 | 20 | 7
Encoder&Decoder | DS-6908UDI | Video Decoder, 8-Channel, H265+, up to 12MP, 8 HDMI/ 2 BNC Out, Audio Out, RS-485, Alarm I/O -8/8, embedded 16-Port Switch, 120VAC | DEC 8CH H265+ HDMI/BNC OUT | Released |  | 3739 | No | 842571103489 | 15 | 20 | 20 | 7
Encoder&Decoder | DS-6916UDI | Video Decoder, 16-Channel, H265+, up to 12MP, 16 HDMI/ 2 BNC Out, Audio Out, RS-485, Alarm I/O -8/8, embedded 16-Port Switch, 120VAC | DEC 16CH H265+ HDMI/BNC OUT | Released |  | 5978 | No | 842571103496 | 19 | 9 | 23 | 22
HDD | HDD-SAS4T | Hard Disk Drive, SAS, 4TB | Hard Disk Drive, SAS, 4TB | Released |  | 413 | No | 842571102833 | 2 | 1 | 6 | 4
HDD | HDD-SAS6T | Hard Disk Drive, SAS, 6TB | Hard Disk Drive, SAS, 6TB | Released |  | 500 | No | 842571102826 | 2 | 1 | 6 | 4
HDD | HK-DVDRW | DVD-RW, Internal (Factory Installed) | DVD WRITER RE WRITE | Released |  | 130 | No | 816783010583 | 1.72 | 3 | 8 | 8
HDD | HK-HDD10T | Hard Disk Drive, Surveillance Grade, SATA, 10TB | HDD, 10TB, Surveillance | Released |  | 487 | No | 842571118841 | 2 | 2 | 4 | 6
HDD | HK-HDD12T | Hard Disk Drive, Surveillance Grade, SATA, 12TB | HDD, 12TB, Surveillance | Released |  | 665 | No | 842571131253 | 2 | 2 | 4 | 6
HDD | HK-HDD1T | Hard Disk Drive, Surveillance Grade, SATA, 1TB | HARD DISK DRIVE, SATA 1TB | Released |  | 86 | No | 816783010507 | 1.32 | 3 | 8 | 8
HDD | HK-HDD1T-E | Hard Disk Drive, Enterprise Grade SATA, 1TB for RAID NVR | 1TB SATA HDD ENTERPRISE | Released |  | 217 | No | 816783016196 | 1.32 | 3 | 8 | 8
HDD | HK-HDD2T | Hard Disk Drive, Surveillance Grade, SATA, 2TB | HARD DISK DRIVE, SATA 2TB | Released |  | 119 | No | 816783010491 | 1.4 | 3 | 8 | 8
HDD | HK-HDD2T-E | Hard Disk Drive, Enterprise Grade SATA, 2TB for RAID NVR | 2TB SATA HDD ENTERPRISE | Released |  | 283 | No | 816783016202 | 1.4 | 3 | 8 | 8
HDD | HK-HDD4T | Hard Disk Drive, Surveillance Grade, SATA, 4TB | 4T SATA HDD | Released |  | 182 | No | 816783016264 | 2 | 3 | 8 | 8
HDD | HK-HDD4T-E | Hard Disk Drive, Enterprise Grade SATA, 4TB for RAID NVR | 4TB SATA HDD ENTERPRISE | Released |  | 307 | No | 816783016271 | 2 | 3 | 8 | 8
HDD | HK-HDD6T | Hard Disk Drive, Surveillance Grade, SATA, 6TB | HDD, 6TB, Surveillance | Released |  | 311 | No | 813908022094 | 2 | 3 | 8 | 8
HDD | HK-HDD6T-E | Hard Disk Drive, Enterprise Grade SATA, 6TB for RAID NVR | 6TB SATA HDD ENTERPRISE | Released |  | 478 | No | 842571104448 | 2 | 1 | 6 | 4
HDD | HK-HDD8T | Hard Disk Drive, Surveillance Grade, SATA, 8TB | HDD, 8TB, Surveillance | Released |  | 422 | No | 842571108163 | 2 | 2 | 4 | 6
HDD | HK-HDD8T-E | Hard Disk Drive, Enterprise Grade SATA, 8TB for RAID NVR | 8TB SATA HDD ENTERPRISE | Released |  | 630 | No | 842571119589 | 2 | 1 | 6 | 4
Intercom | DS-KAB02 | Villa door station (DS-KV8X02-IM) wall mount; stainless steel | Door Station Wall Mount | Released |  | 65 | No | 842571106992 | 3 | 4 | 9 | 6
Intercom | DS-KAB13-D | Apartment Door Station DS-KD3002-VM wall mount | Door Station Wall Mount | EOL - Preparation |  | 183 | No | 842571116779 | 4 | 6 | 16 | 7
Intercom | DS-KAB21-H | Indoor Station Desktop Stand for KH-Series | INDOOR STN DESKTOP STAND | EOL - Preparation |  | 31 | No | 842571109504 | 5 | 7 | 16 | 7
Intercom | DS-KAB8103-IMEX | Rain shield for the surface mounting of the 2-wire door station (DS-KV8103-IME2 or DS-KIS701) . Stainless steel material | Rain Shield | Released |  | 29 | No | 842571124507 | 2 | 4 | 10 | 7
Intercom | DS-KABD8003-RS1 | SECC?Convenient design available for the 1 module surface mounting of the modular door station (DS-KD8003-IME1 or DS-KD8003-IME2) | Rain Shield | Released |  | 65 | No | 842571130379 | 2 | 5 | 6 | 7
Intercom | DS-KABD8003-RS2 | SECC?Convenient design available for the 2 module surface mounting of the modular door station (DS-KD8003-IME1 or DS-KD8003-IME2) | Rain Shield | Released |  | 107 | No | 842571129632 | 2 | 5 | 10 | 7
Intercom | DS-KABD8003-RS3 | SECC?Convenient design available for the 3 module surface mounting of the modular door station (DS-KD8003-IME1 or DS-KD8003-IME2) | Rain Shield | Released |  | 172 | No | 842571129649 | 2 | 5 | 14 | 7
Intercom | DS-KABH6320-T | Table bracket for KH6320/8520 series indoor station | desk stand for KH6320 | Released |  | 39 | No | 842571128901 | 1 | 4 | 6 | 6
Intercom | DS-KABH8350-T | Table bracket for KH8350 series indoor station | desk stand for KH8350 | Released |  | 39 | No | 842571128895 | 1 | 4 | 6 | 6
Intercom | DS-KAD606-P | 24VDC Power & Data Distributor; 8 RJ-45 interfaces; adaptive 10/100 Mbps LAN interface | 24 VDC Power Distrbutor | EOL - Preparation |  | 130 | No | 842571105094 | 2 | 2 | 10 | 8
Intercom | DS-KAD709 | Two-Wire Distributor, Individual Unit | Two-Wire Distributor | Released |  | 207 | No | 842571119732 | 4 | 6 | 11 | 9
Intercom | DS-KB8112-IM | 1.3 MP IP Vandal-resistant Door Station; field of view adjustment -50° to 50°; IR Supplement; IK 9 and IP 66 | Vandal IP Video Door Station | Released |  | 370 | No | 842571105100 | 2 | 7 | 4 | 3
Intercom | DS-KD3002-VM | 1.3 MP Metal Door Station;Visible Light Supplement;Remotely answering the call via the client or the app;IP65; 12 VDC. | IP APARTMENT DOOR STN | EOL - Preparation | DS-KD8003-IME1 | 998 | No | 842571111903 | 6 | 6 | 19 | 8
Intercom | DS-KD8003-IME1 | Main video module for modular video intercom door station, 2MP/1080p camera, 180° FOV, WDR, IR, call button with name tag, 2 relays for door lock control, 4 alarm inputs, standard POE or 12V DC, requires mounting bracket | Video Intercom Main Module | Released |  | 304 | No | 842571124750 | 2 | 3 | 6 | 6
Intercom | DS-KD8003-IME1/Flush | 2nd Gen Main outdoor station with flush mount. IP65 CMOS 2MP HD Fish eye, IR supplement, 1 Call Button, 2 relays for door lock control, 4-ch alarm input, 12VDC or standard POE | Flush Video Intercom Module | Released |  | 457 | No | 842571125986 | 2 | 5 | 7 | 7
Intercom | DS-KD8003-IME1/Surface | Main video module with single module surface mount bracket for modular video intercom door station, 2MP/1080p camera, 180° FOV, WDR, IR, call button with name tag, 2 relays for door lock control, 4 alarm inputs, standard POE or 12V DC | Surf. Video Intercom Module | Released |  | 457 | No | 842571125979 | 2 | 5 | 7 | 7
Intercom | DS-KD-ACF2 | Two module flush mount bracket for modular video intercom door station, includes gang box, cover, screws, wires | VI 2 Module Flush Mount | Released |  | 163 | No | 842571125269 | 2 | 3 | 11 | 7
Intercom | DS-KD-ACF3 | Three module flush mount bracket for modular video intercom door station, includes gang box, cover, screws, wires | VI 3 Module Flush Mount | Released |  | 283 | No | 842571125160 | 2 | 16 | 13 | 15
Intercom | DS-KD-ACW1 | One module surface mount bracket for modular video intercom door station, includes aerospace aluminum frame, cover, screws, wires | VI 1 Module Surface Mount | Released |  | 76 | No | 842571125245 | 1 | 3 | 7 | 7
Intercom | DS-KD-ACW2 | Two module surface mount bracket for modular video intercom door station, includes aerospace aluminum frame, cover, screws, wires | VI 2 Module Surface Mount | Released |  | 163 | No | 842571124804 | 2 | 3 | 11 | 6
Intercom | DS-KD-ACW3 | Three module surface mount bracket for modular video intercom door station, includes aerospace aluminum frame, cover, screws, wires | VI 3 Module Surface Mount | Released |  | 283 | No | 842571124811 | 2 | 4 | 11 | 6
Intercom | DS-KD-DIS | Display module, 3.5'' LCD, 320*480, 4 buttons, contact list display, IP65, need mounting bracket. | Intercom Display Module | Released |  | 174 | No | 842571127379 | 1 | 3 | 7 | 7
Intercom | DS-KD-KK | Name tag module for modular video intercom door station, includes six call buttons with name tags, requires main video module and mounting bracket, IP65 | Vid Intercom Name Tag Module | Released |  | 87 | No | 842571124767 | 1 | 3 | 6 | 6
Intercom | DS-KD-KP | Keypad module for modular video intercom door station, twelve keys for calling recipients and unlocking door with codes, requires main video module and mounting bracket, IP65 | Video Intercom Keypad Module | Released |  | 185 | No | 842571125184 | 1 | 3 | 7 | 7
Intercom | DS-KD-M | Card reader module for modular video intercom door station, reads Mifare 1, 13.56 MHz cards, IP65, requires main video module and mounting bracket | Video Intercom Card Module | Released |  | 152 | No | 842571124774 | 1 | 3 | 6 | 6
Intercom | DS-KH6320-WTE1 | 2nd gen video intercom indoor station, 7" touchscreen, 1024×600 display resolution, aerospace aluminum frame, standard PoE/12VDC, SD card recording, 8-ch alarm inputs, 2-ch alarm outputs. | 2nd Gen VI Indoor Station | Released |  | 457 | No | 842571124798 | 2 | 3 | 10 | 7
Intercom | DS-KH8300-T | 7 Touch-Screen Indoor Station; 1024 * 600; 10/100Mbps Ethernet; 8-ch alarm input | IP Indoor Station | EOL - Preparation | DS-KH6320-WTE1 | 457 | No | 842571105070 | 2 | 2 | 11 | 7
Intercom | DS-KH8301-WT | 7 Touch-Screen Indoor Station; 10/100Mbps Ethernet; Wi-Fi 802.11b/g/n; 8-ch alarm input; support SD card; 0.3MP Camera | IP indoor Station w/ Wifi | EOL - Preparation | DS-KH8350-WTE1 | 587 | No | 813908023800 | 2 | 2 | 11 | 7
Intercom | DS-KH8340-TCE2 | Two-Wire Indoor Station, Individual Unit | Two-Wire Indoor Station | Released |  | 387 | No | 842571119749 | 5 | 4 | 10 | 7
Intercom | DS-KH8350-WTE1 | 2nd gen video intercom indoor station, 7" touchscreen, 1024×600 display resolution, aerospace aluminum frame, standard PoE/12VDC, SD card recording, 8-ch alarm inputs, 2-ch alarm outputs. | 2nd Gen VI Indoor Station | Released |  | 609 | No | 842571124781 | 2 | 3 | 9 | 7
Intercom | DS-KIS602 | 2nd Gen Intercom Kit ? One DS-KD8003-IME1/Surface(Outdoor station) ? One DS-KH6320-WTE1(Indoor station) ? One DS-3E0105P-E/M(Standard PoE Switch) ? One 16GB Micro SD card | 2nd gen intercom kit | Released |  | 848 | No | 842571127904 | 5 | 6 | 15 | 10
Intercom | DS-KIS701 | Two-Wire Intercom Kit ? One DS-KV8103-IME2(Outdoor station) ? One DS-KH8340-TCE2(Indoor station) ? One DS-KAD709(Distributor) | Two-Wire IP Intercom Kit | Released |  | 913 | No | 842571119596 | 8 | 7 | 15 | 7
Intercom | DS-KV8102-IM | 1.3 MP Villa Door Station; 1-Unit Indoor station access; IR Supplement; 4-ch alarm input; 1-ch alarm output; IP65; 12 VDC | 1BTN IP VID DOOR STN MIFARE | EOL - Preparation | DS-KD8003-IME1/Surface | 413 | No | 813908023756 | 2 | 5 | 6 | 9
Intercom | DS-KV8103-IME2 | Two-Wire Outdoor Station, Individual Unit | Two-Wire Outdoor Station | Released |  | 526 | No | 842571119756 | 5 | 4 | 9 | 6
Intercom | DS-KV8202-IM | 1.3 MP Villa Door Station; 2-Unit Indoor station access; IR Supplement; 4-ch alarm input; 1-ch alarm output; IP65; 12 VDC. | 2-BTN IP VID DOOR STN | EOL - Preparation | DS-KD8003-IME1/Surface | 457 | No | 813908023763 | 2 | 5 | 6 | 9
Intercom | DS-KV8402-IM | 1.3 MP Villa Door Station; 4-Unit Indoor station access; IR Supplement; 4-ch alarm input; 1-ch alarm output; IP65; 12 VDC. | 4-BTN IP VID DOOR STN | EOL - Preparation | DS-KD8003-IME1/Surface | 500 | No | 813908023770 | 2 | 5 | 6 | 9
IP Kit | EKI-K164D412 | Kit, Twelve 4MP Outdoor Dome Cameras with 2.8mm lens and 16ch 4K NVR with PoE, up to 8MP recording, H.265+ compression, 4TB HDD | KIT 4KNVR 16CH4TB 12OD 4MP | Released |  | 2891 | No | 842571129359 | 28 | 17 | 22 | 10
IP Kit | EKI-K164T412 | Kit, Twelve 4MP Outdoor Turret Cameras with 2.8mm lens and 16ch 4K NVR with PoE, up to 8MP recording, H.265+ compression, 4TB HDD | KIT 4KNVR 16CH4TB 12TR 4MP | Released |  | 2500 | No | 842571127188 | 32 | 17 | 19 | 18
IP Kit | EKI-K41D44 | Kit, Four 4MP Outdoor Dome Cameras with 2.8mm lens and 4ch 4K NVR with PoE, up to 8MP recording, H.265+ compression, 1TB HDD | KIT 4KNVR 4CH1TB 4OD 4MP2.8M | Released |  | 1000 | No | 842571129335 | 8 | 12 | 20 | 8
IP Kit | EKI-K41T44 | Kit, Four 4MP Outdoor Turret Cameras with 2.8mm lens and 4ch 4K NVR with PoE, up to 8MP recording, H.265+ compression, 1TB HDD | KIT 4KNVR 4CH1TB 4TR 4MP2.8M | Released |  | 870 | No | 842571127164 | 14 | 12 | 20 | 10
IP Kit | EKI-K82D46 | Kit, Six 4MP Outdoor Dome Cameras with 2.8mm lens and 8ch 4K NVR with PoE, up to 8MP recording, H.265+ compression, 2TB HDD | KIT 4KNVR 8CH2TB 6OD 4MP2.8M | Released |  | 1500 | No | 842571129342 | 14 | 12 | 20 | 8
IP Kit | EKI-K82T46 | Kit, Six 4MP Outdoor Turret Cameras with 2.8mm lens and 8ch 4K NVR with PoE, up to 8MP recording, H.265+ compression, 2TB HDD | KIT 4KNVR 8CH2TB 6TR 4MP2.8M | Released |  | 1304 | No | 842571127171 | 19 | 12 | 20 | 10
IP Kit | EKI-Q41T24 | Kit, Four 2MP Outdoor Turret Cameras with 2.8mm lens and 4ch NVR with PoE, 4MP recording, H.265+ compression, 1TB HDD | KIT NVR 4CH 1TB4TUR 2MP 2.8M | Released |  | 800 | No | 842571119855 | 14 | 12 | 17 | 10
IP Kit | EKI-Q82T26 | Kit, Six 2MP Outdoor Turret Cameras with 2.8mm lens and 8ch NVR with PoE, 4MP recording, H.265+ compression 2TB HDD | KIT NVR 8CH 1TB4TUR 2MP 2.8M | Released |  | 1174 | No | 842571119879 | 18 | 13 | 19 | 10
IP Kit | I7604N1TA | Kit, Four 2MP Outdoor Dome Cameras with 2.8mm lens and 4ch NVR with PoE, 5MP recording, H.264+ compression, 1TB HDD | KIT NVR 4CH 1TB4DOM 2MP2.8M | EOL - Preparation | EKI-Q41T24 | 1195 | No | 842571101164 | 8 | 14 | 20 | 9
IP Kit | I7604N1TP | Kit, Four 4MP Outdoor Turret Cameras with 2.8mm lens and 4ch NVR with PoE, 5MP recording, H.264+ compression, 1TB HDD | KIT NVR 4CH1TB 4TUR 4MP2.8M | EOL - Preparation | EKI-Q41T44 | 1576 | No | 842571101171 | 9 | 13 | 18 | 10
IP Kit | I7608N2TA | Kit, Six 2MP Outdoor Dome Cameras with 2.8mm lens and 8ch NVR with PoE, 5MP recording, H.264+ compression 2TB HDD | KIT NVR 8CH 2TB 6DOM2MP2.8M | EOL - Preparation | EKI-Q82T26 | 1739 | No | 842571101331 | 10 | 16 | 18 | 10
IP Kit | I7608N2TP | Kit, Six 4MP Outdoor Turret Cameras with 2.8mm lens and 8ch NVR with PoE, 5MP recording, H.264+ compression 2TB HDD | KIT NVR 8CH 2TB 6TUR4MP2.8M | EOL - Preparation | EKI-Q82T46 | 2174 | No | 842571101348 | 12 | 16 | 18 | 11
Mobile Camera | AE-DN2016-F3 | Dash Cam, 1080p, GPS, Wifi, G-Sensor, MicroSD, Mic, Speaker, Bluetooth, Phone App, Plug and Play, USB 2.0, H.264, 12VDC Adapter | F3 Dash Camera | Released |  | 135 | No | 842571111286 | 1 | 5 | 2 | 2
Monitors | DS-D5019QE-B | 18.5" 1366*768, HDMI/VGA input, view angle:90°/65°, plastic casing, ERP level A,VESA, base bracket included | 18.5" 1366x768 HDMI/VGA | Released |  | 146 | No | 842571116458 | 9 | 4 | 19 | 13
Monitors | DS-D5022FC | Monitor, 22", LCD, 1080P, Back Lit LED Technology, HDMI/VGA/CVBS Inputs, Audio In/Speaker, Plastic, VESA Table Stand Bracket included | MON 21 1080P HDMI/VGA/CVBS | Released |  | 265 | No | 842571100082 | 10 | 17 | 22 | 4
Monitors | DS-D5022QE-B | 21.5" 1080P, HDMI/VGA input, view angle:170°/160°, plastic casing, ERP level A,VESA, base bracket included | 21.5" 1080P, HDMI/VGA | Released |  | 176 | No | 842571116465 | 10 | 4 | 22 | 17
Monitors | DS-D5024FC | 23.6" 1080P, HDMI/VGA input, BNC in, BNC out, build-in speaker, view angle:170°/160°, plastic casing,VESA, base bracket included | 23.6" 1080P, HDMI/VGA input | Released |  | 587 | No | 842571116441 | 12 | 18 | 24 | 4
Monitors | DS-D5032FC-A | 31.5" 1080P, HDMI/DVI/VGA/BNC input, BNC output, build-in speaker, USB, view angle:178°/178°, plastic casing,VESA | 32"Monitor1080PHDMI/DVI/VGA | Released |  | 1020 | No | 842571117455 | 21 | 8 | 32 | 21
Monitors | DS-D5032FL | Monitor, 32", LCD, 1080P, Back Lit LED Technology, HDMI/VGA/DVI/CVBS/USB Inputs, Audio In/Speaker, Metal, VESA Interface (Brackets not included) | MON 32 LCD 1080P HDMI/VGA/CVBS | Released |  | 1020 | No | 813908025392 | 34 | 8 | 35 | 25
Monitors | DS-D5032FL-B | Monitor, 32", LCD, 1080P, Back Lit LED Technology, HDMI/VGA/DVI/CVBS/HD-TVI/USB Inputs, Audio In/Speaker, Metal, VESA Interface (Brackets not included), 110V AC or 24V DC | 32 LCD 1080P HDMI/VGA/CVBS/TVI | Released |  | 1524 | No | 842571108309 | 35 | 8 | 35 | 25
Monitors | DS-D5032FL-C | 32" 1080P, HDMI/VGA/RJ45, built-in IP camera(DS-2CD2125FWD-IM), USB port, build-in microSD slot(default w/o SD card), metal casing,VESA | 32 LCD PVM 1080P HDMI/VGA | Released |  | 1861 | No | 842571116328 | 44 | 27 | 35 | 8
Monitors | DS-D5032QE | 31.5" 1080P, HDMI/VGA input, view angle:178°/178°, 300cd/?, plastic casing, VESA, base bracket included, 24/7 usage | 31.5" 1080P, HDMI/VGA | Released |  | 413 | No | 842571126358 | 15 | 6 | 32 | 20
Monitors | DS-D5043FL-B | 43" 1080P, HDMI/VGA/DVI/BNC input, BNC output, USB port, build-in speaker, view angle:178°/178°, metal casing,VESA | 43LCD 1080P HDMI/VGA/DVI/BNC | Released |  | 1696 | No | 842571126563 | 41 | 30 | 47 | 8
Monitors | DS-D5055UL-B | 55" 4K, 2*HDMI/VGA/DVI/BNC i/o, USB, build-in speaker, view angle:178°/178°, metel casing,VESA | 55" 4K Monitor VESA | Released |  | 2973 | No | 842571116434 | 81 | 35 | 50 | 12
Monitors | DS-DM4255W | Wall-mounted bracket,available for DS-D5043FC, DS-D5043FL-B, DS-D5049FL, DS-D5055FL, DS-D5055UL-B, DS-D5043UC, DS-D5050UC, DS-D5055UC | Wall Bracket, 42 55 Monitor | Released |  | 33 | No | 842571104431 | 5 | 2 | 19 | 10
Monitors | DS-DM4303B | Base bracket,available for DS-D5043FL-B | Base Bracket, 43 Monitor | Released |  | 54 | No | 842571129083 | 18 | 9 | 25 | 24
Monitors | DS-TT-X41T | HD-TVI Test Monitor with UTC control | HD-TVI Monitor/UTC control | Released |  | 511 | No | 813908024401 | 1 | 6 | 8 | 6
NVR Pro | DS-7608NXI-I2/8P/4S | 4-ch false alarm reduction,80Mbps Bit Rate Input Max(up to 8-ch IP video), 2 SATA Interfaces, 8 independent PoE network interfaces, alarm I/O: 4/1, 380 1U case | 4false alarm reduction,8PoE | Released |  | 826 | No | 842571120820 | 8 | 16 | 18 | 5
NVR Pro | DS-7608NXI-I2/8P/4S-12TB | 4-ch false alarm reduction,80Mbps Bit Rate Input Max(up to 8-ch IP video), 2 SATA Interfaces, 8 independent PoE network interfaces, alarm I/O: 4/1, 380 1U case, with 12 TB HDD installed | 4false alarm reduction,8PoE | Released |  | 2009 | No | 842571127690 | 13 | 16 | 18 | 5
NVR Pro | DS-7608NXI-I2/8P/4S-20TB | 4-ch false alarm reduction,80Mbps Bit Rate Input Max(up to 8-ch IP video), 2 SATA Interfaces, 8 independent PoE network interfaces, alarm I/O: 4/1, 380 1U case, with 20 TB HDD installed | 4false alarm reduction,8PoE | Released |  | 2813 | No | 842571128260 | 13 | 16 | 18 | 5
NVR Pro | DS-7608NXI-I2/8P/4S-2TB | 4-ch false alarm reduction,80Mbps Bit Rate Input Max(up to 8-ch IP video), 2 SATA Interfaces, 8 independent PoE network interfaces, alarm I/O: 4/1, 380 1U case, with 2 TB HDD installed | 4false alarm reduction,8PoE | Released |  | 986 | No | 842571127652 | 11 | 16 | 18 | 5
NVR Pro | DS-7608NXI-I2/8P/4S-4TB | 4-ch false alarm reduction,80Mbps Bit Rate Input Max(up to 8-ch IP video), 2 SATA Interfaces, 8 independent PoE network interfaces, alarm I/O: 4/1, 380 1U case, with 4 TB HDD installed | 4false alarm reduction,8PoE | Released |  | 1187 | No | 842571127669 | 11 | 16 | 18 | 5
NVR Pro | DS-7608NXI-I2/8P/4S-8TB | 4-ch false alarm reduction,80Mbps Bit Rate Input Max(up to 8-ch IP video), 2 SATA Interfaces, 8 independent PoE network interfaces, alarm I/O: 4/1, 380 1U case, with 8 TB HDD installed | 4false alarm reduction,8PoE | Released |  | 1588 | No | 842571127683 | 11 | 16 | 18 | 5
NVR Pro | DS-7616NXI-I2/16P/4S | 4-ch false alarm reduction,160Mbps Bit Rate Input Max(up to 16-ch IP video), 2 SATA Interfaces, 16 independent PoE network interfaces, alarm I/O: 4/1, 380 1U case | 4false alarm reduction,16PoE | Released |  | 1109 | No | 842571120837 | 9 | 16 | 18 | 5
NVR Pro | DS-7616NXI-I2/16P/4S-12TB | 4-ch false alarm reduction,160Mbps Bit Rate Input Max(up to 16-ch IP video), 2 SATA Interfaces, 16 independent PoE network interfaces, alarm I/O: 4/1, 380 1U case, with 12TB HDD installed | 4false alarm reduction,16PoE | Released |  | 2278 | No | 842571127751 | 13 | 16 | 18 | 5
NVR Pro | DS-7616NXI-I2/16P/4S-16TB | 4-ch false alarm reduction,160Mbps Bit Rate Input Max(up to 16-ch IP video), 2 SATA Interfaces, 16 independent PoE network interfaces, alarm I/O: 4/1, 380 1U case, with 16TB HDD installed | 4false alarm reduction,16PoE | Released |  | 2660 | No | 842571128253 | 13 | 16 | 18 | 5
NVR Pro | DS-7616NXI-I2/16P/4S-20TB | 4-ch false alarm reduction,160Mbps Bit Rate Input Max(up to 16-ch IP video), 2 SATA Interfaces, 16 independent PoE network interfaces, alarm I/O: 4/1, 380 1U case, with 20TB HDD installed | 4false alarm reduction,16PoE | Released |  | 3081 | No | 842571128048 | 13 | 16 | 18 | 5
NVR Pro | DS-7616NXI-I2/16P/4S-2TB | 4-ch false alarm reduction,160Mbps Bit Rate Input Max(up to 16-ch IP video), 2 SATA Interfaces, 16 independent PoE network interfaces, alarm I/O: 4/1, 380 1U case, with 2TB HDD installed | 4false alarm reduction,16PoE | Released |  | 1254 | No | 842571127713 | 11 | 16 | 18 | 5
NVR Pro | DS-7616NXI-I2/16P/4S-4TB | 4-ch false alarm reduction,160Mbps Bit Rate Input Max(up to 16-ch IP video), 2 SATA Interfaces, 16 independent PoE network interfaces, alarm I/O: 4/1, 380 1U case, with 4TB HDD installed | 4false alarm reduction,16PoE | Released |  | 1455 | No | 842571127720 | 11 | 16 | 18 | 5
NVR Pro | DS-7616NXI-I2/16P/4S-8TB | 4-ch false alarm reduction,160Mbps Bit Rate Input Max(up to 16-ch IP video), 2 SATA Interfaces, 16 independent PoE network interfaces, alarm I/O: 4/1, 380 1U case, with 8TB HDD installed | 4false alarm reduction,16PoE | Released |  | 1857 | No | 842571127744 | 11 | 16 | 18 | 5
NVR Pro | DS-7716NXI-I4/16P/4S | 4-ch false alarm reduction,256Mbps Bit Rate Input Max(up to 16-ch IP video), 4 SATA Interfaces,2 HDMI ouputs,1 VGA port, 1 CVBS output,1 eSATA, alarm I/O: 16/4, 1.5U case,19" | 4false alarm reduction,16PoE | Released |  | 1304 | No | 842571120783 | 16 | 20 | 20 | 7
NVR Pro | DS-7716NXI-I4/16P/4S-12TB | 4-ch false alarm reduction,256Mbps Bit Rate Input Max(up to 16-ch IP video), 4 SATA Interfaces,2 HDMI ouputs,1 VGA port, 1 CVBS output,1 eSATA, alarm I/O: 16/4, 1.5U case,with 12TB HDD installed | 4false alarm reduction,16PoE | Released |  | 2463 | No | 842571127812 | 20 | 20 | 20 | 7
NVR Pro | DS-7716NXI-I4/16P/4S-16TB | 4-ch false alarm reduction,256Mbps Bit Rate Input Max(up to 16-ch IP video), 4 SATA Interfaces,2 HDMI ouputs,1 VGA port, 1 CVBS output,1 eSATA, alarm I/O: 16/4, 1.5U case,with 16TB HDD installed | 4false alarm reduction,16PoE | Released |  | 2846 | No | 842571128222 | 20 | 20 | 20 | 7
NVR Pro | DS-7716NXI-I4/16P/4S-20TB | 4-ch false alarm reduction,256Mbps Bit Rate Input Max(up to 16-ch IP video), 4 SATA Interfaces,2 HDMI ouputs,1 VGA port, 1 CVBS output,1 eSATA, alarm I/O: 16/4, 1.5U case,with 20TB HDD installed | 4false alarm reduction,16PoE | Released |  | 3267 | No | 842571128055 | 20 | 20 | 20 | 7
NVR Pro | DS-7716NXI-I4/16P/4S-40TB | 4-ch false alarm reduction,256Mbps Bit Rate Input Max(up to 16-ch IP video), 4 SATA Interfaces,2 HDMI ouputs,1 VGA port, 1 CVBS output,1 eSATA, alarm I/O: 16/4, 1.5U case,with 40TB HDD installed | 4false alarm reduction,16PoE | Released |  | 5295 | No | 842571128246 | 24 | 20 | 20 | 7
NVR Pro | DS-7716NXI-I4/16P/4S-4TB | 4-ch false alarm reduction,256Mbps Bit Rate Input Max(up to 16-ch IP video), 4 SATA Interfaces,2 HDMI ouputs,1 VGA port, 1 CVBS output,1 eSATA, alarm I/O: 16/4, 1.5U case,with 4TB HDD installed | 4false alarm reduction,16PoE | Released |  | 1641 | No | 842571127782 | 18 | 20 | 20 | 7
NVR Pro | DS-7716NXI-I4/16P/4S-8TB | 4-ch false alarm reduction,256Mbps Bit Rate Input Max(up to 16-ch IP video), 4 SATA Interfaces,2 HDMI ouputs,1 VGA port, 1 CVBS output,1 eSATA, alarm I/O: 16/4, 1.5U case,with 8TB HDD installed | 4false alarm reduction,16PoE | Released |  | 2043 | No | 842571127805 | 18 | 20 | 20 | 7
NVR Pro | DS-7732NXI-I4/16P/4S | 4-ch false alarm reduction,256Mbps Bit Rate Input Max(up to 16-ch IP video), 4 SATA Interfaces,2 HDMI ouputs,1 VGA port, 1 CVBS output,1 eSATA, alarm I/O: 16/4, 1.5U case,19" | 4false alarm reduction,16PoE | Released |  | 2043 | No | 842571120790 | 16 | 20 | 20 | 7
NVR Pro | DS-7732NXI-I4/16P/4S-12TB | 4-ch false alarm reduction,256Mbps Bit Rate Input Max(up to 16-ch IP video), 4 SATA Interfaces,2 HDMI ouputs,1 VGA port, 1 CVBS output,1 eSATA, alarm I/O: 16/4, 1.5U case, with 12TB HDD installed | 4false alarm reduction,16PoE | Released |  | 3166 | No | 842571127874 | 20 | 20 | 20 | 7
NVR Pro | DS-7732NXI-I4/16P/4S-20TB | 4-ch false alarm reduction,256Mbps Bit Rate Input Max(up to 16-ch IP video), 4 SATA Interfaces,2 HDMI ouputs,1 VGA port, 1 CVBS output,1 eSATA, alarm I/O: 16/4, 1.5U case, with 20TB HDD installed | 4false alarm reduction,16PoE | Released |  | 3969 | No | 842571128062 | 20 | 20 | 20 | 7
NVR Pro | DS-7732NXI-I4/16P/4S-30TB | 4-ch false alarm reduction,256Mbps Bit Rate Input Max(up to 16-ch IP video), 4 SATA Interfaces,2 HDMI ouputs,1 VGA port, 1 CVBS output,1 eSATA, alarm I/O: 16/4, 1.5U case, with 30TB HDD installed | 4false alarm reduction,16PoE | Released |  | 4983 | No | 842571128239 | 22 | 20 | 20 | 7
NVR Pro | DS-7732NXI-I4/16P/4S-40TB | 4-ch false alarm reduction,256Mbps Bit Rate Input Max(up to 16-ch IP video), 4 SATA Interfaces,2 HDMI ouputs,1 VGA port, 1 CVBS output,1 eSATA, alarm I/O: 16/4, 1.5U case, with 40TB HDD installed | 4false alarm reduction,16PoE | Released |  | 5997 | No | 842571128079 | 24 | 20 | 20 | 7
NVR Pro | DS-7732NXI-I4/16P/4S-4TB | 4-ch false alarm reduction,256Mbps Bit Rate Input Max(up to 16-ch IP video), 4 SATA Interfaces,2 HDMI ouputs,1 VGA port, 1 CVBS output,1 eSATA, alarm I/O: 16/4, 1.5U case, with 4TB HDD installed | 4false alarm reduction,16PoE | Released |  | 2343 | No | 842571127843 | 18 | 20 | 20 | 7
NVR Pro | DS-7732NXI-I4/16P/4S-8TB | 4-ch false alarm reduction,256Mbps Bit Rate Input Max(up to 16-ch IP video), 4 SATA Interfaces,2 HDMI ouputs,1 VGA port, 1 CVBS output,1 eSATA, alarm I/O: 16/4, 1.5U case, with 8TB HDD installed | 4false alarm reduction,16PoE | Released |  | 2745 | No | 842571127867 | 18 | 20 | 20 | 7
NVR Pro | DS-96064NI-I16 | NVR, 64-Channel, H265+, up to 12MP, HDMI (1-4K; 1- 1080p), 16-SATA, No HDD | NVR 64CH upto 4K HDMI 0HDD | Released |  | 5924 | No | 842571110395 | 41 | 12 | 25 | 23
NVR Pro | DS-96128NI-I24/H | NVR, 128-Channel, H.265+, up to 12MP, 8-HDMI, 4K output resolution (3840x2160), 24-SATA, No HDD (Order HDD separately) (Requires Shelf for Rack Installation) | NVR 128CH 8-HDMI 24SATA noHDD | Released |  | 8348 | No | 842571100594 | 59 | 15 | 29 | 26
NVR Pro | DS-9616NI-I8 | NVR, 16-Channel, H265+, up to12MP, HDMI (1-4K; 1- 1080p), 8-SATA, No HDD | NVR 16 CH 12MP 4K HDMI No HDD | Released |  | 1672 | No | 842571103342 | 27 | 23 | 22 | 8
NVR Pro | DS-9616NI-I8-10TB | NVR, 16-Channel, H265+, up to12MP, HDMI (1-4K; 1- 1080p), 8-SATA, with 10TB | NVR 16 CH 12MP 4K HDMI 10TB | Released |  | 2825 | No | 842571103656 | 31 | 23 | 22 | 8
NVR Pro | DS-9616NI-I8-12TB | NVR, 16-Channel, H265+, up to12MP, HDMI (1-4K; 1- 1080p), 8-SATA, with 12TB | NVR 16 CH 12MP 4K HDMI 12TB | Released |  | 3064 | No | 842571103663 | 31 | 23 | 22 | 8
NVR Pro | DS-9616NI-I8-14TB | NVR, 16-Channel, H265+, up to12MP, HDMI (1-4K; 1- 1080p), 8-SATA, with 14TB | NVR 16 CH 12MP 4K HDMI 14TB | Released |  | 3292 | No | 842571103670 | 32 | 23 | 22 | 8
NVR Pro | DS-9616NI-I8-16TB | NVR, 16-Channel, H265+, up to12MP, HDMI (1-4K; 1- 1080p), 8-SATA, with 16TB | NVR 16 CH 12MP 4K HDMI 16TB | Released |  | 3520 | No | 842571103687 | 33 | 23 | 22 | 8
NVR Pro | DS-9616NI-I8-18TB | NVR, 16-Channel, H265+, up to12MP, HDMI (1-4K; 1- 1080p), 8-SATA, with 18TB | NVR 16 CH 12MP 4K HDMI 18TB | Released |  | 3760 | No | 842571103694 | 33 | 23 | 22 | 8
NVR Pro | DS-9616NI-I8-1TB | NVR, 16-Channel, H265+, up to12MP, HDMI (1-4K; 1- 1080p), 8-SATA, with 1TB | NVR 16 CH 12MP 4K HDMI 1TB | Released |  | 1835 | No | 842571103595 | 29 | 23 | 22 | 8
NVR Pro | DS-9616NI-I8-20TB | NVR, 16-Channel, H265+, up to12MP, HDMI (1-4K; 1- 1080p), 8-SATA, with 20TB | NVR 16 CH 12MP 4K HDMI 20TB | Released |  | 3988 | No | 842571103700 | 34 | 23 | 22 | 8
NVR Pro | DS-9616NI-I8-24TB | NVR, 16-Channel, H265+, up to12MP, HDMI (1-4K; 1- 1080p), 8-SATA, with 24TB | NVR 16 CH 12MP 4K HDMI 24TB | Released |  | 4456 | No | 842571103717 | 35 | 23 | 22 | 8
NVR Pro | DS-9616NI-I8-28TB | NVR, 16-Channel, H265+, up to12MP, HDMI (1-4K; 1- 1080p), 8-SATA, with 28TB | NVR 16 CH 12MP 4K HDMI 28TB | Released |  | 4913 | No | 842571103724 | 37 | 23 | 22 | 8
NVR Pro | DS-9616NI-I8-2TB | NVR, 16-Channel, H265+, up to12MP, HDMI (1-4K; 1- 1080p), 8-SATA, with 2TB | NVR 16 CH 12MP 4K HDMI 2TB | Released |  | 1900 | No | 842571103601 | 29 | 23 | 22 | 8
NVR Pro | DS-9616NI-I8-32TB | NVR, 16-Channel, H265+, up to12MP, HDMI (1-4K; 1- 1080p), 8-SATA, with 32TB | NVR 16 CH 12MP 4K HDMI 32TB | Released |  | 5380 | No | 842571103731 | 38 | 23 | 22 | 8
NVR Pro | DS-9616NI-I8-36TB | NVR, 16-Channel, H265+, up to12MP, HDMI (1-4K; 1- 1080p), 8-SATA, with 36TB | NVR 16 CH 12MP 4K HDMI 36TB | Released |  | 5847 | No | 842571103748 | 39 | 23 | 22 | 8
NVR Pro | DS-9616NI-I8-42TB | NVR, 16-Channel, H265+, up to12MP, HDMI (1-4K; 1- 1080p), 8-SATA, with 42TB | NVR 16 CH 12MP 4K HDMI 42TB | Released |  | 6543 | No | 842571103755 | 41 | 23 | 22 | 8
NVR Pro | DS-9616NI-I8-48TB | NVR, 16-Channel, H265+, up to12MP, HDMI (1-4K; 1- 1080p), 8-SATA, with 48TB | NVR 16 CH 12MP 4K HDMI 48TB | Released |  | 7239 | No | 842571103762 | 43 | 23 | 22 | 8
NVR Pro | DS-9616NI-I8-4TB | NVR, 16-Channel, H265+, up to12MP, HDMI (1-4K; 1- 1080p), 8-SATA, with 4TB | NVR 16 CH 12MP 4K HDMI 4TB | Released |  | 2129 | No | 842571103625 | 29 | 23 | 22 | 8
NVR Pro | DS-9616NI-I8-6TB | NVR, 16-Channel, H265+, up to12MP, HDMI (1-4K; 1- 1080p), 8-SATA, with 6TB | NVR 16 CH 12MP 4K HDMI 6TB | Released |  | 2368 | No | 842571103632 | 29 | 23 | 22 | 8
NVR Pro | DS-9616NI-I8-8TB | NVR, 16-Channel, H265+, up to12MP, HDMI (1-4K; 1- 1080p), 8-SATA, with 8TB | NVR 16 CH 12MP 4K HDMI 8TB | Released |  | 2586 | No | 842571103649 | 31 | 23 | 22 | 8
NVR Pro | DS-96256NI-I24/H | NVR, 256-Channel, H.265+, up to 12MP, 8-HDMI, 4K output resolution (3840x2160), 24-SATA, No HDD (Order HDD separately) (Requires Shelf for Rack Installation) | NVR 256CH 6-HDMI 24-SATA noHDD | Released |  | 11304 | No | 842571100600 | 60 | 14 | 28 | 25
NVR Pro | DS-9632NI-I16 | NVR, 32-Channel, H265+, up to 12MP, HDMI (1-4K; 1- 1080p), 16-SATA, No HDD | NVR 32CH upto 4K HDMI 0HDD | Released |  | 3885 | No | 842571110388 | 31 | 12 | 25 | 23
NVR Pro | DS-9632NI-I8 | NVR 32CH upto 4K HDMI | NVR 32CH upto 4K HDMI 0HDD | Released |  | 1955 | No | 813908023626 | 29 | 23 | 22 | 8
NVR Pro | DS-9632NI-I8-10TB | NVR, 32-Channel, H.264/H.264+/H.265, up to 12MP, HDMI, 8-SATA, with 10TB | NVR 32CH upto 4K HDMI 10TB | Released |  | 3107 | No | 813908023909 | 35 | 23 | 22 | 8
NVR Pro | DS-9632NI-I8-12TB | NVR, 32-Channel, H.264/H.264+/H.265, up to 12MP, HDMI, 8-SATA, with 12TB | NVR 32CH upto 4K HDMI 12TB | Released |  | 3346 | No | 813908023916 | 38 | 23 | 22 | 8
NVR Pro | DS-9632NI-I8-16TB | NVR, 32-Channel, H.264/H.264+/H.265, up to 12MP, HDMI, 8-SATA, with 16TB | NVR 32CH upto 4K HDMI 16TB | Released |  | 3803 | No | 813908023923 | 40 | 23 | 22 | 8
NVR Pro | DS-9632NI-I8-18TB | NVR, 32-Channel, H.264/H.264+/H.265, up to 12MP, HDMI, 8-SATA, with 18TB | NVR 32CH upto 4K HDMI 18TB | Released |  | 4042 | No | 813908023930 | 43 | 23 | 22 | 8
NVR Pro | DS-9632NI-I8-20TB | NVR, 32-Channel, H.264/H.264+/H.265, up to 12MP, HDMI, 8-SATA, with 20TB | NVR 32CH upto 4K HDMI 20TB | Released |  | 4271 | No | 813908023947 | 48 | 23 | 22 | 8
NVR Pro | DS-9632NI-I8-24TB | NVR, 32-Channel, H.264/H.264+/H.265, up to 12MP, HDMI, 8-SATA, with 24TB | NVR 32CH upto 4K HDMI 24TB | Released |  | 4739 | No | 813908023954 | 53 | 23 | 22 | 8
NVR Pro | DS-9632NI-I8-28TB | NVR, 32-Channel, H.264/H.264+/H.265, up to 12MP, HDMI, 8-SATA, with 28TB | NVR 32CH upto 4K HDMI 28TB | Released |  | 5195 | No | 813908023961 | 55 | 23 | 22 | 8
NVR Pro | DS-9632NI-I8-32TB | NVR, 32-Channel, H.264/H.264+/H.265, up to 12MP, HDMI, 8-SATA, with 32TB | NVR 32CH upto 4K HDMI 32TB | Released |  | 5662 | No | 813908023978 | 60 | 23 | 22 | 8
NVR Pro | DS-9632NI-I8-36TB | NVR, 32-Channel, H.264/H.264+/H.265, up to 12MP, HDMI, 8-SATA, with 36TB | NVR 32CH upto 4K HDMI 36TB | Released |  | 6130 | No | 813908023985 | 65 | 23 | 22 | 8
NVR Pro | DS-9632NI-I8-42TB | NVR, 32-Channel, H.264/H.264+/H.265, up to 12MP, HDMI, 8-SATA, with 42TB | NVR 32CH upto 4K HDMI 42TB | Released |  | 6826 | No | 813908023992 | 68 | 23 | 22 | 8
NVR Pro | DS-9632NI-I8-48TB | NVR, 32-Channel, H.264/H.264+/H.265, up to 12MP, HDMI, 8-SATA, with 48TB | NVR 32CH upto 4K HDMI 48TB | Released |  | 7522 | No | 813908024005 | 75 | 23 | 22 | 8
NVR Pro | DS-9632NI-I8-4TB | NVR, 32-Channel, H.264/H.264+/H.265, up to 12MP, HDMI, 8-SATA, with 4TB | NVR 32CH upto 4K HDMI 4TB | Released |  | 2412 | No | 813908023879 | 31 | 23 | 22 | 8
NVR Pro | DS-9632NI-I8-6TB | NVR, 32-Channel, H.264/H.264+/H.265, up to 12MP, HDMI, 8-SATA, with 6TB | NVR 32CH upto 4K HDMI 6TB | Released |  | 2651 | No | 813908023886 | 31 | 23 | 22 | 8
NVR Pro | DS-9632NI-I8-8TB | NVR, 32-Channel, H.264/H.264+/H.265, up to 12MP, HDMI, 8-SATA, with 8TB | NVR 32CH upto 4K HDMI 8TB | Released |  | 2868 | No | 813908023893 | 33 | 23 | 22 | 8
NVR Pro | DS-9664NI-I16 | NVR, 64-Channel, H.264/H.264+/H.265/H.265+, up to 12MP, HDMI (1-4K; 1- 1080p), 16-SATA, No HDD | NVR 64CH upto 4K HDMI 0HDD | Released |  | 5080 | No | 842571108590 | 22 | 5.7 | 27 | 17.5
NVR Pro | DS-9664NI-I8 | NVR, 64-Channel, H.264/H.264+/H.265, up to 12MP, HDMI (1-4K; 1- 1080p), 16-SATA, No HDD | NVR 64CH upto 4K HDMI 0HDD | Released |  | 2751 | No | 813908023725 | 22 | 23 | 22 | 8
NVR Pro | DS-9664NI-I8-10TB | NVR, 64-Channel, H.264/H.264+/H.265, up to 12MP, HDMI (1-4K; 1- 1080p), 8-SATA, with 10TB | NVR 64CH upto 4K HDMI 10TB | Released |  | 3903 | No | 813908024159 | 26 | 23 | 22 | 8
NVR Pro | DS-9664NI-I8-12TB | NVR, 64-Channel, H.264/H.264+/H.265, up to 12MP, HDMI (1-4K; 1- 1080p), 8-SATA, with 12TB | NVR 64CH upto 4K HDMI 12TB | Released |  | 4142 | No | 813908024166 | 28 | 23 | 22 | 8
NVR Pro | DS-9664NI-I8-16TB | NVR, 64-Channel, H.264/H.264+/H.265, up to 12MP, HDMI (1-4K; 1- 1080p), 8-SATA, with 16TB | NVR 64CH upto 4K HDMI 16TB | Released |  | 4599 | No | 813908024173 | 30 | 23 | 22 | 8
NVR Pro | DS-9664NI-I8-18TB | NVR, 64-Channel, H.264/H.264+/H.265, up to 12MP, HDMI (1-4K; 1- 1080p), 8-SATA, with 18TB | NVR 64CH upto 4K HDMI 18TB | Released |  | 4838 | No | 813908024180 | 32 | 23 | 22 | 8
NVR Pro | DS-9664NI-I8-20TB | NVR, 64-Channel, H.264/H.264+/H.265, up to 12MP, HDMI (1-4K; 1- 1080p), 8-SATA, with 20TB | NVR 64CH upto 4K HDMI 20TB | Released |  | 5067 | No | 813908024197 | 34 | 23 | 22 | 8
NVR Pro | DS-9664NI-I8-24TB | NVR, 64-Channel, H.264/H.264+/H.265, up to 12MP, HDMI (1-4K; 1- 1080p), 8-SATA, with 24TB | NVR 64CH upto 4K HDMI 24TB | Released |  | 5534 | No | 813908024203 | 36 | 23 | 22 | 8
NVR Pro | DS-9664NI-I8-28TB | NVR, 64-Channel, H.264/H.264+/H.265, up to 12MP, HDMI (1-4K; 1- 1080p), 8-SATA, with 28TB | NVR 64CH upto 4K HDMI 28TB | Released |  | 5991 | No | 813908024210 | 40 | 23 | 22 | 8
NVR Pro | DS-9664NI-I8-32TB | NVR, 64-Channel, H.264/H.264+/H.265, up to 12MP, HDMI (1-4K; 1- 1080p), 8-SATA, with 32TB | NVR 64CH upto 4K HDMI 32TB | Released |  | 6458 | No | 813908024227 | 42 | 23 | 22 | 8
NVR Pro | DS-9664NI-I8-36TB | NVR, 64-Channel, H.264/H.264+/H.265, up to 12MP, HDMI (1-4K; 1- 1080p), 8-SATA, with 36TB | NVR 64CH upto 4K HDMI 36TB | Released |  | 6926 | No | 813908024234 | 48 | 23 | 22 | 8
NVR Pro | DS-9664NI-I8-42TB | NVR, 64-Channel, H.264/H.264+/H.265, up to 12MP, HDMI (1-4K; 1- 1080p), 8-SATA, with 42TB | NVR 64CH upto 4K HDMI 42TB | Released |  | 7622 | No | 813908024241 | 50 | 23 | 22 | 8
NVR Pro | DS-9664NI-I8-48TB | NVR, 64-Channel, H.264/H.264+/H.265, up to 12MP, HDMI (1-4K; 1- 1080p), 8-SATA, with 48TB | NVR 64CH upto 4K HDMI 48TB | Released |  | 8318 | No | 813908024258 | 58 | 23 | 22 | 8
NVR Pro | DS-9664NI-I8-4TB | NVR, 64-Channel, H.264/H.264+/H.265, up to 12MP, HDMI (1-4K; 1- 1080p), 8-SATA, with 4TB | NVR 64CH upto 4K HDMI 4TB | Released |  | 3208 | No | 813908024128 | 24 | 23 | 22 | 8
NVR Pro | DS-9664NI-I8-6TB | NVR, 64-Channel, H.264/H.264+/H.265, up to 12MP, HDMI (1-4K; 1- 1080p), 8-SATA, with 6TB | NVR 64CH upto 4K HDMI 6TB | Released |  | 3447 | No | 813908024135 | 24 | 23 | 22 | 8
NVR Pro | DS-9664NI-I8-8TB | NVR, 64-Channel, H.264/H.264+/H.265, up to 12MP, HDMI (1-4K; 1- 1080p), 8-SATA, with 8TB | NVR 64CH upto 4K HDMI 8TB | Released |  | 3664 | No | 813908024142 | 24 | 23 | 22 | 8
NVR Value | DS-7604NI-Q1/4P | NVR, 4-Channel, H264+/H264/H265/H.265+, up to 8MP, Integrated 4-port PoE, HDMI, 1-SATA, No HDD | 4CH NVR POE 1SATA HDMI NOHDD | Released |  | 326 | No | 842571119411 | 6 | 3 | 19 | 12
NVR Value | DS-7604NI-Q1/4P-1TB | NVR, 4-Channel, H264+/H264/H265/H.265+, up to 8MP, Integrated 4-port PoE, HDMI, 1-SATA, with 1TB | 4CH NVR POE 1SATA HDMI 1TB | Released |  | 447 | No | 842571121735 | 8 | 3 | 19 | 12
NVR Value | DS-7604NI-Q1/4P-2TB | NVR, 4-Channel, H264+/H264/H265/H.265+, up to 8MP, Integrated 4-port PoE, HDMI, 1-SATA, with 2TB | 4CH NVR POE 1SATA HDMI 2TB | Released |  | 505 | No | 842571121742 | 8 | 3 | 19 | 12
NVR Value | DS-7604NI-Q1/4P-4TB | NVR, 4-Channel, H264+/H264/H265/H.265+, up to 8MP, Integrated 4-port PoE, HDMI, 1-SATA, with 4TB | 4CH NVR POE 1SATA HDMI 4TB | Released |  | 711 | No | 842571123395 | 8 | 3 | 19 | 12
NVR Value | DS-7604NI-Q1/4P-8TB | NVR, 4-Channel, H264+/H264/H265/H.265+, up to 8MP, Integrated 4-port PoE, HDMI, 1-SATA, with 8TB | 4CH NVR POE 1SATA HDMI 8TB | Released |  | 1122 | No | 842571123401 | 8 | 3 | 19 | 12
NVR Value | DS-7608NI-I2/8P | NVR, 8-Channel, H264+/H264/H265, up to 12MP, Integrated 8-port PoE, HDMI, 2-SATA, No HDD | NVR 8CH 8POE upto12MP No HDD | Released |  | 717 | No | 813908025330 | 8 | 15 | 17 | 5
NVR Value | DS-7608NI-I2/8P-12TB | NVR, 8-Channel, H264+/H264/H265, up to 12MP, Integrated 8-port PoE, HDMI, 2-SATA, with 12TB | NVR 8CH 8POE upto 12MP 12TB | Released |  | 2109 | No | 813908028331 | 13 | 15 | 17 | 5
NVR Value | DS-7608NI-I2/8P-1TB | NVR, 8-Channel, H264+/H264/H265, up to 12MP, Integrated 8-port PoE, HDMI, 2-SATA, with 1TB | NVR 8CH 8POE upto 12MP 1TB | Released |  | 880 | No | 813908028270 | 10 | 15 | 17 | 5
NVR Value | DS-7608NI-I2/8P-2TB | NVR, 8-Channel, H264+/H264/H265, up to 12MP, Integrated 8-port PoE, HDMI, 2-SATA, with 2TB | NVR 8CH 8POE upto 12MP 2TB | Released |  | 946 | No | 813908028287 | 9 | 15 | 17 | 5
NVR Value | DS-7608NI-I2/8P-4TB | NVR, 8-Channel, H264+/H264/H265, up to 12MP, Integrated 8-port PoE, HDMI, 2-SATA, with 4TB | NVR 8CH 8POE upto 12MP 4TB | Released |  | 1174 | No | 813908028300 | 10 | 15 | 5 | 17
NVR Value | DS-7608NI-I2/8P-6TB | NVR, 8-Channel, H264+/H264/H265, up to 12MP, Integrated 8-port PoE, HDMI, 2-SATA, with 6TB | NVR 8CH 8POE upto 12MP 6TB | Released |  | 1413 | No | 813908028317 | 12 | 15 | 17 | 5
NVR Value | DS-7608NI-I2/8P-8TB | NVR, 8-Channel, H264+/H264/H265, up to 12MP, Integrated 8-port PoE, HDMI, 2-SATA, with 8TB | NVR 8CH 8POE upto 12MP 8TB | Released |  | 1630 | No | 813908028324 | 12 | 15 | 17 | 5
NVR Value | DS-7608NI-Q2/8P | NVR, 8-Channel, H264+/H264/H265/H.265+, up to 8MP, Integrated 8-port PoE, HDMI, 2-SATA, No HDD | 8CH NVR POE 2SATA HDMI NOHDD | Released |  | 496 | No | 842571119398 | 8 | 17 | 22 | 18
NVR Value | DS-7608NI-Q2/8P-12TB | NVR, 8-Channel, H264+/H264/H265/H.265+, up to 8MP, Integrated 8-port PoE, HDMI, 2-SATA, with 12TB | 8CH NVR POE 2SATA HDMI 12TB | Released |  | 1698 | No | 842571123425 | 13 | 16 | 18 | 5
NVR Value | DS-7608NI-Q2/8P-16TB | NVR, 8-Channel, H264+/H264/H265/H.265+, up to 8MP, Integrated 8-port PoE, HDMI, 2-SATA, with 16TB | 8CH NVR POE 2SATA HDMI 16TB | EOL - Preparation |  | 2090 | No | 842571123432 | 13 | 16 | 18 | 5
NVR Value | DS-7608NI-Q2/8P-1TB | NVR, 8-Channel, H264+/H264/H265/H.265+, up to 8MP, Integrated 8-port PoE, HDMI, 2-SATA, with 1TB | 8CH NVR POE 2SATA HDMI 1TB | Released |  | 593 | No | 842571121759 | 11 | 16 | 18 | 5
NVR Value | DS-7608NI-Q2/8P-2TB | NVR, 8-Channel, H264+/H264/H265/H.265+, up to 8MP, Integrated 8-port PoE, HDMI, 2-SATA, with 2TB | 8CH NVR POE 2SATA HDMI 2TB | Released |  | 652 | No | 842571121766 | 11 | 16 | 18 | 5
NVR Value | DS-7608NI-Q2/8P-4TB | NVR, 8-Channel, H264+/H264/H265/H.265+, up to 8MP, Integrated 8-port PoE, HDMI, 2-SATA, with 4TB | 8CH NVR POE 2SATA HDMI 4TB | Released |  | 857 | No | 842571121773 | 11 | 16 | 18 | 5
NVR Value | DS-7608NI-Q2/8P-8TB | NVR, 8-Channel, H264+/H264/H265/H.265+, up to 8MP, Integrated 8-port PoE, HDMI, 2-SATA, with 8TB | 8CH NVR POE 2SATA HDMI 8TB | Released |  | 1268 | No | 842571123418 | 11 | 16 | 18 | 5
NVR Value | DS-7616NI-I2/16P | NVR, 16-Channel, H264+/H264/H265, up to 12MP, Integrated 16-port PoE, HDMI, 2-SATA, No HDD | NVR 16CH 16POE to12MP No HDD | Released |  | 967 | No | 813908024432 | 8 | 15 | 17 | 5
NVR Value | DS-7616NI-I2/16P-12TB | NVR, 16-Channel, H264+/H264/H265, up to 12MP, Integrated 16-port PoE, HDMI, 2-SATA, with 12TB | NVR 16CH 16POE upto 12MP 12TB | Released |  | 2359 | No | 813908028409 | 14 | 15 | 17 | 5
NVR Value | DS-7616NI-I2/16P-16TB | NVR, 16-Channel, H264+/H264/H265, up to 12MP, Integrated 16-port PoE, HDMI, 2-SATA, with 16TB | NVR 16POE upto 12MP 16TB | Released |  | 2197 | No | 842571128987 | 13 | 16 | 18 | 5
NVR Value | DS-7616NI-I2/16P-1TB | NVR, 16-Channel, H264+/H264/H265, up to 12MP, Integrated 16-port PoE, HDMI, 2-SATA, with 1TB | NVR 16CH 16POE upto 12MP 1TB | Released |  | 1130 | No | 813908028348 | 11 | 15 | 17 | 5
NVR Value | DS-7616NI-I2/16P-2TB | NVR, 16-Channel, H264+/H264/H265, up to 12MP, Integrated 16-port PoE, HDMI, 2-SATA, with 2TB | NVR 16CH 16POE upto 12MP 2TB | Released |  | 1196 | No | 813908028355 | 11 | 15 | 17 | 5
NVR Value | DS-7616NI-I2/16P-4TB | NVR, 16-Channel, H264+/H264/H265, up to 12MP, Integrated 16-port PoE, HDMI, 2-SATA, with 4TB | NVR 16CH 16POE upto 12MP 4TB | Released |  | 1424 | No | 813908028379 | 11 | 15 | 17 | 5
NVR Value | DS-7616NI-I2/16P-6TB | NVR, 16-Channel, H264+/H264/H265, up to 12MP, Integrated 16-port PoE, HDMI, 2-SATA, with 6TB | NVR 16CH 16POE upto 12MP 6TB | Released |  | 1663 | No | 813908028386 | 12 | 15 | 17 | 5
NVR Value | DS-7616NI-I2/16P-8TB | NVR, 16-Channel, H264+/H264/H265, up to 12MP, Integrated 16-port PoE, HDMI, 2-SATA, with 8TB | NVR 16CH 16POE upto 12MP 8TB | Released |  | 1880 | No | 813908028393 | 12 | 15 | 17 | 5
NVR Value | DS-7616NI-Q2/16P | NVR, 16-Channel, H264+/H264/H265/H.265+, up to 8MP, Integrated 16-port PoE, HDMI, 2-SATA, No HDD | 16CH NVR POE 2SATAHDMI NOHDD | Released |  | 696 | No | 842571119404 | 9 | 16 | 18 | 5
NVR Value | DS-7616NI-Q2/16P-12TB | NVR, 16-Channel, H264+/H264/H265/H.265+, up to 8MP, Integrated 16-port PoE, HDMI, 2-SATA, with 12TB | 16CH NVR POE 2SATA HDMI 12TB | Released |  | 1843 | No | 842571123470 | 13 | 16 | 18 | 5
NVR Value | DS-7616NI-Q2/16P-16TB | NVR, 16-Channel, H264+/H264/H265/H.265+, up to 8MP, Integrated 16-port PoE, HDMI, 2-SATA, with 16TB | 16CH NVR POE 2SATA HDMI 16TB | EOL - Preparation |  | 2235 | No | 842571123487 | 13 | 16 | 18 | 5
NVR Value | DS-7616NI-Q2/16P-1TB | NVR, 16-Channel, H264+/H264/H265/H.265+, up to 8MP, Integrated 16-port PoE, HDMI, 2-SATA, with 1TB | 16CH NVR POE 2SATA HDMI 1TB | Released |  | 738 | No | 842571123449 | 11 | 16 | 18 | 5
NVR Value | DS-7616NI-Q2/16P-2TB | NVR, 16-Channel, H264+/H264/H265/H.265+, up to 8MP, Integrated 16-port PoE, HDMI, 2-SATA, with 2TB | 16CH NVR POE 2SATA HDMI 2TB | Released |  | 797 | No | 842571121780 | 11 | 16 | 18 | 5
NVR Value | DS-7616NI-Q2/16P-4TB | NVR, 16-Channel, H264+/H264/H265/H.265+, up to 8MP, Integrated 16-port PoE, HDMI, 2-SATA, with 4TB | 16CH NVR POE 2SATA HDMI 4TB | Released |  | 1002 | No | 842571121797 | 11 | 16 | 18 | 5
NVR Value | DS-7616NI-Q2/16P-8TB | NVR, 16-Channel, H264+/H264/H265/H.265+, up to 8MP, Integrated 16-port PoE, HDMI, 2-SATA, with 8TB | 16CH NVR POE 2SATA HDMI 8TB | Released |  | 1413 | No | 842571123456 | 13 | 16 | 18 | 5
NVR Value | DS-7716NI-I4/16P | NVR, 16-Channel, H264+/H264H265, up to 12MP, Integrated 16-port PoE, HDMI,4-SATA, No HDD | NVR 16CH 16POE up to 12MP | Released |  | 1141 | No | 813908024647 | 13 | 19 | 20 | 6
NVR Value | DS-7716NI-I4/16P-12TB | NVR, 16-Channel, H264+/H264/H265, up to 12MP, Integrated 16-port PoE, HDMI,4-SATA, with 12TB | NVR 16CH 16POE UpTo 12MP 12TB | Released |  | 2533 | No | 813908028461 | 19 | 19 | 20 | 6
NVR Value | DS-7716NI-I4/16P-16TB | NVR, 16-Channel, H264+/H264/H265, up to 12MP, Integrated 16-port PoE, HDMI,4-SATA, with 16TB | NVR 16CH 16POE UpTo 12MP 16TB | Released |  | 2967 | No | 813908028478 | 21 | 19 | 20 | 6
NVR Value | DS-7716NI-I4/16P-18TB | NVR, 16-Channel, H264+/H264/H265, up to 12MP, Integrated 16-port PoE, HDMI,4-SATA, with 18TB | NVR 16CH 16POE UpTo 12MP 18TB | Released |  | 3228 | No | 813908028485 | 21 | 19 | 20 | 6
NVR Value | DS-7716NI-I4/16P-1TB | NVR, 16-Channel, H264+/H264/H265, up to 12MP, Integrated 16-port PoE, HDMI,4-SATA, with 1TB | NVR 16CH 16POE UpTo 12MP 1TB | Released |  | 1304 | No | 813908028423 | 15 | 19 | 20 | 6
NVR Value | DS-7716NI-I4/16P-24TB | NVR, 16-Channel, H264+/H264/H265, up to 12MP, Integrated 16-port PoE, HDMI,4-SATA, with 24TB | NVR 16CH 16POE UpTo 12MP 24TB | Released |  | 3924 | No | 813908028492 | 23 | 19 | 20 | 6
NVR Value | DS-7716NI-I4/16P-2TB | NVR, 16-Channel, H264+/H264/H265, up to 12MP, Integrated 16-port PoE, HDMI,4-SATA, with 2TB | NVR 16CH 16POE UpTo 12MP 2TB | Released |  | 1370 | No | 813908024654 | 15 | 19 | 20 | 6
NVR Value | DS-7716NI-I4/16P-32TB | NVR, 16-Channel, H264+/H264/H265, up to 12MP, 8TB, Integrated 16-port PoE, HDMI,4-SATA, with 32TB | NVR16CH16POE UpTo 12MP 32TB | Released |  | 4957 | No | 842571125719 | 21 | 19 | 20 | 6
NVR Value | DS-7716NI-I4/16P-4TB | NVR, 16-Channel, H264+/H264/H265, up to 12MP, Integrated 16-port PoE, HDMI,4-SATA, with 4TB | NVR 16CH 16POE UpTo 12MP4TB | Released |  | 1598 | No | 813908024661 | 15 | 19 | 20 | 6
NVR Value | DS-7716NI-I4/16P-6TB | NVR, 16-Channel, H264+/H264/H265, up to 12MP, Integrated 16-port PoE, HDMI,4-SATA, with 6TB | NVR16CH 6POEUpTo12MP6TB | Released |  | 1837 | No | 813908028447 | 17 | 19 | 20 | 6
NVR Value | DS-7716NI-I4/16P-8TB | NVR, 16-Channel, H264+/H264/H265, up to 12MP, Integrated 16-port PoE, HDMI,4-SATA, with 8TB | NVR 16CH 16POE UpTo 12MP 8TB | Released |  | 2054 | No | 813908028454 | 19 | 19 | 20 | 6
NVR Value | DS-7732NI-I4 | NVR, 32-Channel, H264+/H264/H265, up to 12MP, HDMI,4-SATA | NVR 32CH 12MP HDMI No HDD | Released |  | 1250 | No | 813908024685 | 13 | 20 | 20 | 6
NVR Value | DS-7732NI-I4/16P | NVR, 32-Channel, H264+/H264/H265, up to 12MP, Integrated 16-port PoE, HDMI,4-SATA | NVR32CH16POE12MPHDMINoHDD | Released |  | 1630 | No | 813908024449 | 14 | 19 | 20 | 6
NVR Value | DS-7732NI-I4/16P-10TB | NVR, 32-Channel, H264+/H264/H265, up to 12MP, Integrated 16-port PoE, HDMI,4-SATA, with 10TB | NVR 32CH 16POE 12MP HDMI 10TB | Released |  | 2685 | No | 842571102611 | 18 | 19 | 20 | 6
NVR Value | DS-7732NI-I4/16P-12TB | NVR, 32-Channel, H264+/H264/H265, up to 12MP, Integrated 16-port PoE, HDMI,4-SATA, with 12TB | NVR 32CH 16POE 12MP HDMI 12TB | Released |  | 2826 | No | 842571102628 | 18 | 19 | 20 | 6
NVR Value | DS-7732NI-I4/16P-16TB | NVR, 32-Channel, H264+/H264/H265, up to 12MP, Integrated 16-port PoE, HDMI,4-SATA, with 16TB | NVR 32CH 16POE 12MP HDMI 16TB | Released |  | 3283 | No | 842571102635 | 20 | 19 | 20 | 6
NVR Value | DS-7732NI-I4/16P-18TB | NVR, 32-Channel, H264+/H264/H265, up to 12MP, Integrated 16-port PoE, HDMI,4-SATA, with 18TB | NVR 32CH 16POE 12MP HDMI 18TB | Released |  | 3424 | No | 842571102642 | 20 | 19 | 20 | 6
NVR Value | DS-7732NI-I4/16P-1TB | NVR, 32-Channel, H264+/H264/H265, up to 12MP, Integrated 16-port PoE, HDMI,4-SATA, with 1TB | NVR 32CH 16POE 12MP HDMI 1TB | Released |  | 1793 | No | 842571102550 | 16 | 19 | 20 | 6
NVR Value | DS-7732NI-I4/16P-24TB | NVR, 32-Channel, H264+/H264/H265, up to 12MP, Integrated 16-port PoE, HDMI,4-SATA, with 24TB | NVR 32CH 16POE 12MP HDMI 24TB | Released |  | 4022 | No | 842571102659 | 22 | 19 | 20 | 6
NVR Value | DS-7732NI-I4/16P-2TB | NVR, 32-Channel, H264+/H264/H265, up to 12MP, Integrated 16-port PoE, HDMI,4-SATA, with 2TB | NVR 32CH 16POE 12MP HDMI 2TB | Released |  | 1859 | No | 842571102567 | 16 | 19 | 20 | 6
NVR Value | DS-7732NI-I4/16P-4TB | NVR, 32-Channel, H264+/H264/H265, up to 12MP, Integrated 16-port PoE, HDMI,4-SATA, with 4TB | NVR 32CH 16POE 12MP HDMI 4TB | Released |  | 2087 | No | 842571102581 | 16 | 19 | 20 | 6
NVR Value | DS-7732NI-I4/16P-6TB | NVR, 32-Channel, H264+/H264/H265, up to 12MP, Integrated 16-port PoE, HDMI,4-SATA, with 6TB | NVR 32CH 16POE 12MP HDMI 6TB | Released |  | 2228 | No | 842571102598 | 16 | 19 | 20 | 6
NVR Value | DS-7732NI-I4/16P-8TB | NVR, 32-Channel, H264+/H264/H265, up to 12MP, Integrated 16-port PoE, HDMI,4-SATA, with 8TB | NVR 32CH 16POE 12MP HDMI 8TB | Released |  | 2543 | No | 842571102604 | 18 | 19 | 20 | 6
NVR Value | DS-7732NI-I4/24P | NVR, 32-Channel, H264+/H264H265, up to 12MP, Integrated 24-port PoE, HDMI,4-SATA, No HDD | NVR 32CH 24POE up to 12MP | Released |  | 1793 | No | 842571118254 | 13 | 19 | 20 | 6
NVR Value | DS-7732NI-I4-10TB | NVR, 32-Channel, H264+/H264/H265, up to 12MP, HDMI,4-SATA, with 10TB | NVR 32CH 12MP HDMI 10TB | Released |  | 2304 | No | 842571102727 | 17 | 20 | 20 | 6
NVR Value | DS-7732NI-I4-12TB | NVR, 32-Channel, H264+/H264/H265, up to 12MP, HDMI,4-SATA, with 12TB | NVR 32CH 12MP HDMI 12TB | Released |  | 2446 | No | 842571102734 | 17 | 20 | 20 | 6
NVR Value | DS-7732NI-I4-16TB | NVR, 32-Channel, H264+/H264/H265, up to 12MP, HDMI,4-SATA, with 16TB | NVR 32CH 12MP HDMI 16TB | Released |  | 2902 | No | 842571102741 | 19 | 20 | 20 | 6
NVR Value | DS-7732NI-I4-18TB | NVR, 32-Channel, H264+/H264/H265, up to 12MP, HDMI,4-SATA, with 18TB | NVR 32CH 12MP HDMI 18TB | Released |  | 3043 | No | 842571102758 | 19 | 20 | 20 | 6
NVR Value | DS-7732NI-I4-1TB | NVR, 32-Channel, H264+/H264/H265, up to 12MP, HDMI,4-SATA, with 1TB | NVR 32CH 12MP HDMI 1TB | Released |  | 1413 | No | 842571102666 | 15 | 20 | 20 | 6
NVR Value | DS-7732NI-I4-24TB | NVR, 32-Channel, H264+/H264/H265, up to 12MP, HDMI,4-SATA, with 24TB | NVR 32CH 12MP HDMI 24TB | Released |  | 3641 | No | 842571102765 | 19 | 20 | 20 | 6
NVR Value | DS-7732NI-I4-2TB | NVR, 32-Channel, H264+/H264/H265, up to 12MP, HDMI,4-SATA, with 2TB | NVR 32CH 12MP HDMI 2TB | Released |  | 1478 | No | 842571102673 | 15 | 20 | 20 | 6
NVR Value | DS-7732NI-I4-4TB | NVR, 32-Channel, H264+/H264/H265, up to 12MP, HDMI,4-SATA, with 4TB | NVR 32CH 12MP HDMI 4TB | Released |  | 1707 | No | 842571102697 | 15 | 20 | 20 | 6
NVR Value | DS-7732NI-I4-6TB | NVR, 32-Channel, H264+/H264/H265, up to 12MP, HDMI,4-SATA, with 6TB | NVR 32CH 12MP HDMI 6TB | Released |  | 1848 | No | 842571102703 | 15 | 20 | 20 | 6
NVR Value | DS-7732NI-I4-8TB | NVR, 32-Channel, H264+/H264/H265, up to 12MP, HDMI,4-SATA, with 8TB | NVR 32CH 12MP HDMI 8TB | Released |  | 2163 | No | 842571102710 | 17 | 20 | 20 | 6
Other accessories | CHB | Housing, Box Camera, IP66, Includes Wall Bracket | HOUSING OUTDOOR W BRKT | Released |  | 89 | No | 816783017353 | 7.1 | 24 | 8 | 9
Other accessories | CHB-HB | Housing, Box Camera, Heater, Fan, IP66, Includes Wall Bracket | HOUSING OUT HTR FAN BRKT | Released |  | 109 | No | 816783017360 | 5 | 20 | 8 | 9
Other accessories | CHB-HBW | Housing, Box Camera, Heater, Fan, Wiper, IP66, Includes Wall Bracket | HSG CAM FAN WIPER IP66 | Released |  | 130 | No | 816783017834 | 5 | 20 | 8 | 9
Other accessories | DS-1003KI | Keyboard, RS-485, 3-Axis Joystick, 12VDC | KBD RS485 12DC | EOL - Preparation | DS-1006KI | 352 | No | 816783011122 | 6 | 7 | 11 | 10.5
Other accessories | DS-1005KI | Keyboard, USB, 3-Axis Joystick | KBD IP 12DC | Released |  | 352 | No | 813908020748 | 2 | 7 | 10 | 8
Other accessories | DS-1006KI | Keyboard, USB, 4-Axis Joystick | KBD IP 12DC | Released |  | 370 | No | 842571104387 | 4 | 7 | 17 | 10
Other accessories | DS-1100KI | Keyboard, Network or RS-485, 3-Axis Joystick, Touchscreen, 1080p Decoding, 12VDC | KBD IP 12DC | Released |  | 1018 | No | 816783011702 | 6 | 7 | 11 | 10.5
Other accessories | DS-1200KI | Keyboard, 128x64 LED dot matrix screen, PTZ and TV wall control, 4-axis joystick. | KBD 4-axis 12DC | Released |  | 598 | No | 842571117479 | 4 | 7 | 17 | 10
Other accessories | DS-1600KI | Keyboard, Android, Video Wall, 4-Axis Joystick | KBD IP 12DC | Released |  | 1957 | No | 842571111675 | 8 | 18 | 9 | 11
Other accessories | DS-1H05-R | Receiver, Ethernet over Coax (EoC), up to 500m, Simultaneous IP and Analog transmission, 36Mbps down, 11Mbps up, 12VDC | RCVR ETHERNET OVER COAX 12DC | Released |  | 165 | No | 816783014581 | 1 | 12 | 2 | 8
Other accessories | DS-1H05-T | Transmitter, Ethernet over Coax (EoC), up to 500m, Simultaneous IP and Analog transmission, 36Mbps down, 11Mbps up, 12VDC | TRANS ETHERNET OVER COAX 12DC | Released |  | 165 | No | 816783014598 | 1 | 12 | 2 | 8
Other accessories | DS-1H05-T/E | IPC over coaxial cable, 1 10/100M RJ45 input (support 802.3af PoE), 1 BNC output, DC 12V power supply included, Used in IPC side | ETHERNET OVER COAX 12DC | Released |  | 170 | No | 813908025644 | 1 | 2 | 12 | 8
Other accessories | DS-1H18 | Balun, Unshielded Twisted Pair (UTP) , 2- pieces | BALUN UTP TURBO HD PAIR | Released |  | 15 | No | 816783018367 | 1 | 1 | 2 | 2
Other accessories | DS-1H33 | HD-TVI to HDMI Converter | HD-TVI to HDMI Converter | Released |  | 130 | No | 813908025910 | 1 | 2 | 12 | 8
Other accessories | DS-1TLP16I | 16-ch TurboHD Video Looping Accessory, 16-ch video input/output and loop output, supports HD-TVI and CVBS, supports UTC, 12VDC and USB power input | THD 16-ch Loop Acc | Released |  | 215 | No | 842571100921 | 5 | 4 | 19 | 11
Other accessories | DS-2FP2020 | External Microphone, 70m2/360°, 60dB S/N, 600W output, 3-wire, PVC, 12VDC, 25mA | Microphone, 60dB | Released |  | 70 | No | 842571117547 | 1 | 2 | 4 | 4
Other accessories | DS-2FP4021-B | External Microphone, 60m2/360°, 75dB S/N, 600W output, 3-wire, Aluminum Alloy, 12VDC, 45mA | Microphone, 75dB | Released |  | 433 | No | 842571118742 | 1 | 2 | 3 | 3
Other accessories | DV3.8x4SR4A-SA1L | Lens, 3MP, 4-15.2mm, 1/1.8", C-Mount | LENS 4-15.2MM 3MP DCIRIS F1.5 | Released |  | 324 | No | 813908024579 | 1 | 3 | 5 | 3
Other accessories | DV4x12.5SR4A-SA1L | Lens, 5MP 12.5-50mm, 1/1.8", F1.6, Auto Iris, C Mount | LENS 3MP 12.5-50MM F1.6 D/N | Released |  | 539 | No | 816783012976 | 0.4 | 3 | 5 | 3
Other accessories | DVI-HDMI Adapter | DVI(24+1)/M to HDMI 19/F, Optional for 6400 HDI-T series decoders | DVI to HDMI Adapter | Released |  | 15 | No | 842571116847 | 1 | 1 | 2 | 2
Other accessories | DVI-VGA Adapter | DVI(24+5)/M to HDB 15/F, Optional for 6400 HDI-T series decoders | DVI to VGA Adaper | Released |  | 9 | No | 842571116854 | 1 | 1 | 2 | 1
Other accessories | GP100 | Gang Plate Adpater, Single, 100mm | GangPlateAdpaterSingle100mm | Released |  | 4 | No | 816783017919 | 1 | 1 | 5 | 5
Other accessories | GP120 | Gang Plate Adpater, Single, 120mm | GangPlateAdpaterSingle120mm | Released |  | 4 | No | 816783019845 | 1 | 4 | 4 | 4
Other accessories | HV0733D-6MP | Lens, 6MP 7-33mm, 1/1.8", F0.95, Auto Iris, CS Mount | LENS 6MP 7-33MM DC-IRIS CS | Released |  | 659 | No | 813908022223 | 1 | 3 | 4 | 3
Other accessories | HV1140D-8MPIRA | Lens, 8MP 11-40mm, 1/1.8", F1.4, Auto Iris, CS Mount | LENS 8MP 11-40MM DC-IRIS CS | Released |  | 509 | No | 842571130645 | 0.5 | 4 | 5 | 4
Other accessories | HV3816D-8MPIR | Lens, 8MP 3.8-16mm, 1/1.8", F1.5, Auto Iris, CS Mount | LENS 8MP 3.8-11MM DC-IRIS CS | Released |  | 420 | No | 816783019050 | 1 | 3 | 5 | 4
Other accessories | HV4510D-MPIR | Lens, 3MP, 4.5-10mm, 1/2", F1.6, D/N, Auto Iris, CS Mount | LNS xMP 4.5-10 DC IRIS F1.6 | Released |  | 182 | No | 816783012617 | 0.26 | 3 | 4 | 2.25
Other accessories | TV0515M-MPIR | Lens, 1.3MP, 5-15mm, 1/3", F1.4, D/N, Manual Iris, CS Mount | LNSxMP5-15DCIRISF1.4DNCS | EOL - Preparation | TV2710D-MPIR | 37 | No | 816783012631 | 0.3 | 3 | 4 | 3
Other accessories | TV0550D-4MPIR | Lens, 4MP, 5-50mm, 1/2.7", F1.6, CS Mount | LENS 5-50MM 4MP DCIRIS F1.6 | Released |  | 416 | No | 842571111088 | 2 | 3 | 2 | 2
Other accessories | TV0550D-MPIR | Lens, 3MP, 5-50mm, 1/2.7", F1.6, CS Mount | LENS 5-50MM 3MP DCIRIS F1.6 | EOL - Preparation | TV0550D-4MPIR | 416 | No | 816783018114 | 1 | 3 | 4 | 2
Other accessories | TV2710D-MPIR | Lens, 3MP, 2.7-10mm, 1/2.8", F1.4, D/N, Auto Iris, CS/C Mount | 3MP Lens 2.7-10mm F1.4 | Released |  | 102 | No | 842571108101 | 2 | 2 | 3 | 2
Other accessories | TV2712D-MPIR | Lens, 3MP, 2.7-12mm, 1/2.7", F1.2, CS Mount | Lens3MP2.7-12mm1/27"F12CSMt | EOL - Preparation | TV2713D-4MPIR | 270 | No | 816783018107 | 1 | 3 | 4 | 2
Other accessories | TV2713D-4MPIR | Lens, 4MP, 2.7-13mm, 1/2.7", F1.2, CS Mount | Lens4MP2.7-13mm1/2.7"F1.2CSMt | Released |  | 270 | No | 842571111453 | 1 | 3 | 4 | 2
Other accessories | YV2.8x2.8SR4A-SA2L | Lens, 3MP, 2.8-8mm, 1/2.7", F1.3, D/N, Auto Iris, CS Mount | LNS3MP2.8-8DCIRISF1.3DNCS | Released |  | 228 | No | 816783012990 | 0.2 | 3 | 3 | 2
Other accessories | YV3.3X15SR4A-SA2L | Lens, 3MP, 15-50mm, 1/2.7", F1.5, Auto Iris, CS Mount | Lens 3MP 15-50mm AI DN F1.5 | Released |  | 359 | No | 816783013003 | 0.2 | 3 | 4 | 2.5
PanoVu | DS-2CD6924F-IS 4mm | Outdoor Dome, DarkFighter, 8MP, 180 degree Multi-imager (4x2MP), 4mm, H.264, Day/Night, DWDR, IP66, Heater, PoE, 24VAC/12VDC | DM IP67 8MP 180 DN POE | Released |  | 1957 | No | 842571112337 | 13 | 12 | 14 | 11
PanoVu | DS-2CD6984G0-IHS 2.8mm | Outdoor Dome, 32MP, 180 degree Multi-imager (4x8MP), 2.8mm, H.265/H.264, Day/Night, DWDR,P67, IK10, IR 20m, PoE, 12VDC | DM IP67/Ik10 32MP 180 DN POE | Released |  | 2870 | No | 842571128604 | 13 | 12 | 14 | 11
PanoVu | DS-2CD6986F-H | Outdoor Dome, DarkFighter, 8MP, 180 degree Multi-imager (4x2MP), H.264, Day/Night, DWDR, IP66, Heater, PoE, 24VAC/12VDC | DM IP66 8MP 180 DN POE/24 | EOL - Preparation | DS-2CD6924F-IS 4mm | 2055 | No | 813908027204 | 7 | 9 | 11 | 10
PanoVu | DS-2CD6D24FWD-IZHS | 8MP (4 x 1080P), 30 FPS, 2.8-12mm Motorized Lens, Adjustable Camera Position, True WDR, H.265, VCA, 2 Alarm Inputs, 2 Alarm Outputs, MicroSD Slot, 12VDC, 24VAC, Hi-PoE(60W), IP67, IK10, IR Supplement, Heater, 2-Way Audio | PANOVU OUTDR 8MP MS IR-H | Released |  | 1804 | No | 842571113631 | 11 | 16 | 18 | 16
PanoVu | DS-2CD6D24FWD-Z | 8MP (4 x 1080P), 30 FPS, 2.8-12mm Motorized Lens, Adjustable Camera Position, True WDR, H.265, VCA, 2 Alarm Inputs, 2 Alarm Outputs, MicroSD Slot, 12VDC, 24VAC, IEEE802.3at PoE, IP67, IK10 | PANOVU OUTDR 8MP MULTISENSR | Released |  | 1696 | No | 842571113648 | 17 | 16 | 18 | 16
PanoVu | DS-2CD6D52G0-IHS 2.8mm | Dual-directional PanoVu, 10MP (2 x 5MP), 30 FPS, 2.8mm Lens, 3 gimbals Adjustable Camera Position, True WDR 120DB, H.265+,1 Alarm Inputs, 1 Alarm Outputs, MicroSD Slot, 12VDC, PoE(11W), IP67, IK10, IR Supplement, Heater, Audio I/O | Dual PANOVU O 2x5MP IR WDR | Released |  | 976 | No | 842571130737 | 3 | 5 | 9 | 7
PanoVu | DS-2CD6D52G0-IHS 4mm | Dual-directional PanoVu, 10MP (2 x 5MP), 30 FPS, 4mm Lens, 3 gimbals Adjustable Camera Position, True WDR 120DB, H.265+,1 Alarm Inputs, 1 Alarm Outputs, MicroSD Slot, 12VDC, PoE(11W), IP67, IK10, IR Supplement, Heater, Audio I/O | Dual PANO O 2x5MP IR WDR 4mm | Released |  | 976 | No | 842571130775 | 3 | 5 | 9 | 7
PanoVu | DS-2CD6D52G0-IHS 6mm | Dual-directional PanoVu, 10MP (2 x 5MP), 30 FPS, 6mm Lens, 3 gimbals Adjustable Camera Position, True WDR 120DB, H.265+,1 Alarm Inputs, 1 Alarm Outputs, MicroSD Slot, 12VDC, PoE(11W), IP67, IK10, IR Supplement, Heater, Audio I/O | Dual PANO O 2x5MP IR WDR 6mm | Released |  | 976 | No | 842571130782 | 3 | 5 | 9 | 7
PanoVu | DS-2CD6D54FWD-IZHS | 20MP (4 x 5MP), 30 FPS, 2.8-12mm Motorized Lens, Adjustable Camera Position, True WDR, H.265, VCA, 2 Alarm Inputs, 2 Alarm Outputs, MicroSD Slot, 12VDC, 24VAC, Hi-PoE(60W), IP67, IK10, IR Supplement, Heater, 2-Way Audio | PANOVU O 20MP MS IR-HEATER | Released |  | 2087 | No | 842571113624 | 17 | 16 | 18 | 16
PanoVu | DS-2CD6D54FWD-Z | 20MP (4 x 5MP), 25 FPS, 2.8-12mm Motorized Lens, Adjustable Camera Position, True WDR, H.265, VCA, 2 Alarm Inputs, 2 Alarm Outputs, MicroSD Slot, 12VDC, 24VAC, IEEE802.3at PoE, IP67, IK10 | PANOVU OUTDR 20MP MULTISENSR | Released |  | 1978 | No | 842571113655 | 11 | 16 | 18 | 16
PanoVu | DS-2CD6D54G1-IZS | Mini PanoVu, 20MP (4 x 5MP), 30 FPS, 2.8-12mm Motorized Lens, Adjustable Camera Position, True WDR, H.265, VCA, 2 Alarm Inputs, 2 Alarm Outputs, MicroSD Slot, 12VDC, 24VAC, PoE(19W), IP67, IK10, IR Supplement, Heater, 2-Way Audio | Mini PANOVU O 20MP IR | Released |  | 1846 | No | 842571130201 | 9 | 12 | 13 | 10
PanoVu | DS-2CD6D54G1-ZS/RC | Mini PanoVu in-ceiling install, 20MP (4 x 5MP), 30 FPS, 2.8-12mm Motorized Lens, Adjustable Camera Position, True WDR, H.265, VCA, 2 Alarm Inputs, 2 Alarm Outputs, MicroSD Slot, 12VDC, 24VAC, PoE(19W), IP67, IK10, IR Supplement, Heater, 2-Way Audio | Mini PANOVU O 20MP in-ceil | Released |  | 1672 | No | 842571130232 | 8 | 6 | 12 | 12
PanoVu | DS-2CD6D82G0-IHS 2.8mm | Dual-directional PanoVu, 16MP (2 x 8MP), 24 FPS, 2.8mm Lens, 3 gimbals Adjustable Camera Position, True WDR 120DB, H.265,1 Alarm Inputs, 1 Alarm Outputs, MicroSD Slot, 12VDC, PoE(11W), IP67, IK10, IR Supplement, Heater, Audio I/O | DualPANO O2x8MP IR WDR 2.8mm | Released |  | 1085 | No | 842571130744 | 3 | 5 | 9 | 7
PanoVu | DS-2CD6D82G0-IHS 4mm | Dual-directional PanoVu, 16MP (2 x 8MP), 24 FPS, 4mm Lens, 3 gimbals Adjustable Camera Position, True WDR 120DB, H.265,1 Alarm Inputs, 1 Alarm Outputs, MicroSD Slot, 12VDC, PoE(11W), IP67, IK10, IR Supplement, Heater, Audio I/O | Dual PANO O 2x8MP IR WDR 4mm | Released |  | 1085 | No | 842571130768 | 3 | 5 | 9 | 7
PanoVu | DS-2CD6D82G0-IHS 6mm | Dual-directional PanoVu, 16MP (2 x 8MP), 24 FPS, 6mm Lens, 3 gimbals Adjustable Camera Position, True WDR 120DB, H.265,1 Alarm Inputs, 1 Alarm Outputs, MicroSD Slot, 12VDC, PoE(11W), IP67, IK10, IR Supplement, Heater, Audio I/O | Dual PANO O 2x8MP IR WDR 6mm | Released |  | 1085 | No | 842571130751 | 3 | 5 | 9 | 7
PanoVu | DS-2DP0818ZIX-D | 10MP (5x 2MP), Panoramic + PTZ, 5mm, 30fps, 180 degrees, DarkFighter, Optical WDR, MicroSD, Audio Alarm IP66, 36 VDC | PV 180 5x2MPx5mm36x PTZ IP66 | Released |  | 5862 | No | 842571114812 | 49 | 24 | 19 | 19
PanoVu | DS-2DP1636Z-D | PanoVu 16MP (8x2MPx5mm) 360° Panoramic camera with 2MP PTZ, 36x zoom and 3D Positioning, Smart Suite Analytics, IP66, 36VDC PS Incl., 120W | PV 360 8x2MPx5mm36x PTZ IP66 | EOL - Preparation |  | 11302 | No | 813908029840 | 44 | 22 | 17 | 19
PanoVu | DS-2DP1636ZIX-D | 18MP (9x 2MP), Panoramic + PTZ, 5mm, 30fps, 360 degrees, DarkFighter, Optical WDR, MicroSD, Audio Alarm IP66, 36 VDC | PV 360 8x2MPx5mm36x PTZ IP66 | Released |  | 6810 | No | 842571114805 | 60 | 26 | 21 | 21
PanoVu | DS-2PT3326IZ-DE3 | 8MP (4x 2MP), 2.8-12mm, 2mm, 30fps, 360 degrees, PanoVu Mini, Panoramic + PTZ, H.265, Day/Night, DWDR, Indoor, MicroSD, Audio, PoE+, TVS 2000V | Panovu mini Indoor 8MP MULTI | Released |  | 1063 | No | 842571108262 | 3 | 8 | 9 | 9
PanoVu | DS-2PT5326IZ-DE | 8MP (4x 2MP), 5-50mm, 4mm, 30fps, 240 degrees, PanoVu Mini, Panoramic + PTZ, H.265, Day/Night, DWDR, Outdoor, MicroSD, Audio, PoE+, IP66, TVS 2000V | Panovu Outdoor 8MP MULTI | Released |  | 1848 | No | 842571113389 | 13 | 14 | 28 | 14
Performance IP | DS-2CD2025FHWD-I 2.8mm | Outdoor Bullet, 2MP/1080p, H265+, 60fps, 2.8mm, Day/Night, DarkFighter, 120dB WDR, EXIR 2.0 (30m), IP67, PoE/12VDC | BLT IP67 2MP28MM WDR POE/12 | Released |  | 261 | No | 842571121315 | 2 | 5 | 9 | 5
Performance IP | DS-2CD2025FHWD-I 4mm | Outdoor Bullet, 2MP/1080p, H265+, 60fps, 4mm, Day/Night, DarkFighter, 120dB WDR, EXIR 2.0 (30m), IP67, PoE/12VDC | BLT IP67 2MP4MM WDR POE/12 | Released |  | 261 | No | 842571121322 | 2 | 5 | 9 | 5
Performance IP | DS-2CD2025FHWD-I 6mm | Outdoor Bullet, 2MP/1080p, H265+, 60fps, 6mm, Day/Night, DarkFighter, 120dB WDR, EXIR 2.0 (30m), IP67, PoE/12VDC | BLT IP67 2MP6MM WDR POE/12 | Released |  | 261 | No | 842571121339 | 2 | 5 | 9 | 5
Performance IP | DS-2CD2025FHWD-I 8mm | Outdoor Bullet, 2MP/1080p, H265+, 60fps, 8mm, Day/Night, DarkFighter, 120dB WDR, EXIR 2.0 (30m), IP67, PoE/12VDC | BLT IP67 2MP8MM WDR POE/13 | Released |  | 261 | No | 842571121476 | 2 | 5 | 9 | 5
Performance IP | DS-2CD2025FWD-I 2.8mm | Outdoor Bullet, 2MP/1080p, H265+, 2.8mm, Day/Night, 120dB WDR, EXIR 2.0 (30m), IP67, PoE/12VDC | BLT IP67 2M 2.8WDREXIRPOE/12 | EOL - Preparation | DS-2CD2025FHWD-I 2.8mm | 261 | No | 842571101737 | 2 | 5 | 9 | 5
Performance IP | DS-2CD2025FWD-I 4mm | Outdoor Bullet, 2MP/1080p, H265+, 4mm, Day/Night, 120dB WDR, EXIR 2.0 (30m), IP67, PoE/12VDC | BLT IP67 2M 4MMWDREXIRPOE/12 | EOL - Preparation | DS-2CD2025FHWD-I 4mm | 261 | No | 842571101744 | 2 | 5 | 9 | 5
Performance IP | DS-2CD2025FWD-I 6mm | Outdoor Bullet, 2MP/1080p, H265+, 6mm, Day/Night, 120dB WDR, EXIR 2.0 (30m), IP67, PoE/12VDC | BLT IP67 2M6MMWDR EXIRPOE/12 | EOL - Preparation | DS-2CD2025FHWD-I 6mm | 261 | No | 842571101836 | 2 | 5 | 9 | 5
Performance IP | DS-2CD2025FWD-I 8mm | Outdoor Bullet, 2MP/1080p, H265+, 8mm, Day/Night, 120dB WDR, EXIR 2.0 (30m), IP67, PoE/12VDC | BLT IP67 2M 8WDREXIRPOE/12 | EOL - Preparation | DS-2CD2025FHWD-I 8mm | 261 | No | 842571105926 | 1.6 | 5 | 9 | 5
Performance IP | DS-2CD2035FWD-I 4mm | Outdoor Bullet, 3MP, H265+, 4mm, Day/Night, 120dB WDR, EXIR 2.0 (30m), IP67, PoE/12VDC | BLT IP67 3M 4MMWDR EXIR POE/12 | Released |  | 283 | No | 842571101768 | 2 | 5 | 9 | 5
Performance IP | DS-2CD2045FWD-I 2.8mm | Outdoor Bullet, 4MP-30fps, H265+, 2.8mm, Day/Night, DarkFighter, 120dB WDR, EXIR (30m), IP67, PoE/12VDC | BLT IP67 4MP2.8MM WDR POE/12 | Released |  | 315 | No | 842571117998 | 2 | 5 | 9 | 5
Performance IP | DS-2CD2045FWD-I 4mm | Outdoor Bullet, 4MP-30fps, H265+, 4mm, Day/Night, DarkFighter, 120dB WDR, EXIR (30m), IP67, PoE/12VDC | BLT IP67 4MP 4MM WDR POE/12 | Released |  | 315 | No | 842571118094 | 2 | 5 | 9 | 5
Performance IP | DS-2CD2045FWD-I 6mm | Outdoor Bullet, 4MP-30fps, H265+, 6mm, Day/Night, DarkFighter, 120dB WDR, EXIR (30m), IP67, PoE/12VDC | BLT IP67 4MP 6MM WDR POE/12 | Released |  | 315 | No | 842571118100 | 2 | 5 | 9 | 5
Performance IP | DS-2CD2047G1-L 2.8mm | 1/1.8" Progressive Scan CMOS; H.265+/H.265/H.264+/H.264/MJPEG; Color: 0.0014 lux @(F1.0, AGC ON), 0 lux with LED on; 30fps(2688×1520, 2304×1296, 1920×1080); VCA functions; 3 streams; 3D DNR; BLC; ICR; 3000K Warm LED; DC12V&PoE; Built-in micro SD/SDHC | OT BL 2.8mm 4MP 24Hrx7 color | Released |  | 391 | No | 842571130362 | 3 | 6 | 12 | 5
Performance IP | DS-2CD2055FWD-I 4mm | Outdoor Bullet, 5MP, H265+, 4mm, Day/Night, 120dB WDR, EXIR 2.0 (30m), IP67, PoE/12VDC | BLT IP67 5M4MMWDREXIRPOE/12 | EOL - Preparation | DS-2CD2065G1-I 4mm | 348 | No | 842571101805 | 2 | 5 | 9 | 5
Performance IP | DS-2CD2055FWD-I 6mm | Outdoor Bullet, 5MP, H265+, 6mm, Day/Night, 120dB WDR, EXIR 2.0 (30m), IP67, PoE/12VDC | BLT IP67 5M 6MMWDREXIRPOE/12 | EOL - Preparation | DS-2CD2065G1-I 6mm | 348 | No | 842571101867 | 2 | 5 | 9 | 5
Performance IP | DS-2CD2055FWD-I 8mm | Outdoor Bullet, 5MP, H265+, 8mm, Day/Night, 120dB WDR, EXIR 2.0 (30m), IP67, PoE/12VDC | BLT IP67 5M 8MMWDREXIRPOE/12 | Released |  | 348 | No | 842571105940 | 1.6 | 5 | 9 | 5
Performance IP | DS-2CD2065G1-I 2.8mm | Outdoor Bullet, 6MP, H265+, 2.8mm, Day/Night, DarkFighter, 120dB WDR, EXIR 2.0 (30m), IP67, IK10, PoE/12VDC | BLT IP67 6MP28MM WDR POE/12 | Released |  | 348 | No | 842571121568 | 2 | 5 | 9 | 5
Performance IP | DS-2CD2065G1-I 4mm | Outdoor Bullet, 6MP, H265+, 4mm, Day/Night, DarkFighter, 120dB WDR, EXIR 2.0 (30m), IP67, IK10, PoE/12VDC | BLT IP67 6MP4MM WDR POE/12 | Released |  | 348 | No | 842571121698 | 2 | 5 | 9 | 5
Performance IP | DS-2CD2065G1-I 6mm | Outdoor Bullet, 6MP, H265+, 6mm, Day/Night, DarkFighter, 120dB WDR, EXIR 2.0 (30m), IP67, IK10, PoE/12VDC | BLT IP67 6MP6MM WDR POE/12 | Released |  | 348 | No | 842571121704 | 2 | 5 | 9 | 5
Performance IP | DS-2CD2085FWD-I 6mm | Outdoor Bullet, 8MP, H265+, 6mm, Day/Night, 120dB WDR, EXIR 2.0 (30m), IP67, PoE/12VDC | BLT IP67 8M 6MMWDR EXIR POE/12 | Released |  | 522 | No | 842571101881 | 2 | 5 | 9 | 5
Performance IP | DS-2CD2085G1-I 2.8mm | Outdoor Bullet, 8MP, H265+, 2.8mm, Day/Night, DarkFighter, 120dB WDR, EXIR 2.0 (30m), IP67, IK10, PoE/12VDC | BLT IP67 8MP28MM WDR POE/12 | Released |  | 391 | No | 842571121575 | 2 | 5 | 9 | 5
Performance IP | DS-2CD2085G1-I 4mm | Outdoor Bullet, 8MP, H265+, 4mm, Day/Night, DarkFighter, 120dB WDR, EXIR 2.0 (30m), IP67, IK10, PoE/12VDC | BLT IP67 8MP4MM WDR POE/12 | Released |  | 391 | No | 842571121711 | 2 | 5 | 9 | 5
Performance IP | DS-2CD2085G1-I 6mm | Outdoor Bullet, 8MP, H265+, 6mm, Day/Night, DarkFighter, 120dB WDR, EXIR 2.0 (30m), IP67, IK10, PoE/12VDC | BLT IP67 8MP6MM WDR POE/12 | Released |  | 391 | No | 842571121728 | 2 | 5 | 9 | 5
Performance IP | DS-2CD2125FHWD-I 2.8mm | Outdoor Dome, 2MP/1080p, H265+, 60fps, 2.8mm, Day/Night, Darkfighter, 120dB WDR, EXIR 2.0 (30m), IP67, IK10, PoE/12VDC | DM IP67 2MP28MM WDR POE/12 | EOL - Preparation | DS-2CD2125FHWD-IS 2.8mm | 261 | No | 842571121384 | 2 | 4 | 5 | 5
Performance IP | DS-2CD2125FHWD-I 4mm | Outdoor Dome, 2MP/1080p, H265+, 60fps, 4mm, Day/Night, Darkfighter, 120dB WDR, EXIR 2.0 (30m), IP67, IK10, PoE/12VDC | DM IP67 2MP4MM WDR POE/12 | EOL - Preparation | DS-2CD2125FHWD-IS 4mm | 261 | No | 842571121391 | 2 | 4 | 5 | 5
Performance IP | DS-2CD2125FHWD-I 6mm | Outdoor Dome, 2MP/1080p, H265+, 60fps, 6mm, Day/Night, Darkfighter, 120dB WDR, EXIR 2.0 (30m), IP67, IK10, PoE/12VDC | DM IP67 2MP 6MM WDR POE/12 | EOL - Preparation | DS-2CD2125FHWD-IS 6mm | 261 | No | 842571121407 | 2 | 4 | 5 | 5
Performance IP | DS-2CD2125FHWD-I 8mm | Outdoor Dome, 2MP/1080p, H265+, 60fps, 6mm, Day/Night, Darkfighter, 120dB WDR, EXIR 2.0 (30m), IP67, IK10, PoE/12VDC | DM IP67 2MP 8MM WDR POE/12 | EOL - Preparation | DS-2CD2125FHWD-IS 8mm | 261 | No | 842571121483 | 2 | 4 | 5 | 5
Performance IP | DS-2CD2125FHWD-IS 2.8mm | Outdoor Dome, 2MP/1080p, H265+, 60fps, 2.8mm, Day/Night, Darkfighter, 120dB, WDR, EXIR 2.0 (30m), IP67, IK10, PoE/12VDC, Audio/Alarm I/O | DM IP67 2MP28MM WDR POE/12 | Released |  | 272 | No | 842571126808 | 2 | 4 | 5 | 5
Performance IP | DS-2CD2125FHWD-IS 4mm | Outdoor Dome, 2MP/1080p, H265+, 60fps, 4mm, Day/Night, Darkfighter, 120dB WDR, EXIR 2.0 (30m), IP67, IK10, PoE/12VDC, Audio/Alarm I/O | DM IP67 2MP4MM WDR POE/12 | Released |  | 272 | No | 842571129991 | 2 | 5 | 6 | 6
Performance IP | DS-2CD2125FHWD-IS 6mm | Outdoor Dome, 2MP/1080p, H265+, 60fps, 6mm, Day/Night, Darkfighter, 120dB WDR, EXIR 2.0 (30m), IP67, IK10, PoE/12VDC, Audio/Alarm I/O | DM IP67 2MP 6MM WDR POE/12 | Released |  | 272 | No | 842571129496 | 2 | 5 | 6 | 6
Performance IP | DS-2CD2125FHWD-IS 8mm | Outdoor Dome, 2MP/1080p, H265+, 60fps, 6mm, Day/Night, Darkfighter, 120dB WDR, EXIR 2.0 (30m), IP67, IK10, PoE/12VDC, Audio/Alarm I/O | DM IP67 2MP 8MM WDR POE/12 | Released |  | 272 | No | 842571130003 | 2 | 5 | 6 | 6
Performance IP | DS-2CD2125FWD-I 4mm | Outdoor Dome, 2MP/1080p, H265+, 4mm, Day/Night, 120dB WDR, EXIR 2.0 (30m), IP67, PoE/12VDC | DM IP67 2M 4MMWDREXIRPOE/12 | Released |  | 261 | No | 842571101997 | 2 | 4 | 5 | 5
Performance IP | DS-2CD2125FWD-I 8mm | Outdoor Dome, 2MP/1080p, H265+, 8mm, Day/Night, 120dB WDR, EXIR 2.0 (30m), IP67, PoE/12VDC | DM IP67 2M 8WDR EXIR POE/12 | Released |  | 261 | No | 842571105964 | 1.8 | 4 | 5 | 5
Performance IP | DS-2CD2125G0-IMS 2.8mm | Indoor Dome, 2MP/1080p, HDMI output, H.265/H.264/MJPEG; Color: 0.009 lux @(F1.6, AGC ON), 0 lux with IR; 60fps(1920×1080); VCA functions; 3 streams; 3D DNR, EXIR up to 30m, IK10, PoE/12VDC | DM 2MP28MM HDMI WDR POE/12 | Released |  | 348 | No | 842571127256 | 2 | 6 | 6 | 6
Performance IP | DS-2CD2125G0-IMS 4mm | Indoor Dome, 2MP/1080p, HDMI output, 4mm, H.265/H.264/MJPEG; Color: 0.009 lux @(F1.6, AGC ON), 0 lux with IR; 60fps(1920×1080); VCA functions; 3 streams; 3D DNR, EXIR up to 30m, IK10, PoE/12VDC | DM 2MP 4MM HDMI WDR POE/12 | Released |  | 348 | No | 842571127249 | 2 | 6 | 6 | 6
Performance IP | DS-2CD2125G0-IMS 6mm | Indoor Dome, 2MP/1080p, HDMI output, 6mm, H.265/H.264/MJPEG; Color: 0.009 lux @(F1.6, AGC ON), 0 lux with IR; 60fps(1920×1080); VCA functions; 3 streams; 3D DNR, EXIR up to 30m, IK10, PoE/12VDC | DM 2MP 6MM HDMI WDR POE/12 | Released |  | 348 | No | 842571127287 | 2 | 6 | 6 | 6
Performance IP | DS-2CD2135FWD-I 2.8mm | Outdoor Dome, 3MP, H265+, 2.8mm, Day/Night, 120dB WDR, EXIR 2.0 (30m), IP67, PoE/12VDC | DM IP67 3M 2.8WDREXIRPOE/12 | EOL - Preparation | DS-2CD2145FWD-I 2.8mm | 283 | No | 842571102048 | 2 | 4 | 5 | 5
Performance IP | DS-2CD2135FWD-I 4mm | Outdoor Dome, 3MP, H265+, 4mm, Day/Night, 120dB WDR, EXIR 2.0 (30m), IP67, PoE/12VDC | DM IP67 3M 4MMWDREXIRPOE/12 | EOL - Preparation | DS-2CD2145FWD-I 4mm | 283 | No | 842571101980 | 2 | 4 | 5 | 5
Performance IP | DS-2CD2135FWD-I 6mm | Outdoor Dome, 3MP, H265+, 6mm, Day/Night, 120dB WDR, EXIR 2.0 (30m), IP67, PoE/12VDC | DMIP67 3M 6MMWDR EXIRPOE/12 | EOL - Preparation | DS-2CD2145FWD-I 6mm | 283 | No | 842571102055 | 2 | 4 | 5 | 5
Performance IP | DS-2CD2135FWD-I 8mm | Outdoor Dome, 3MP, H265+, 8mm, Day/Night, 120dB WDR, EXIR 2.0 (30m), IP67, PoE/12VDC | DM IP67 3M 8MMWDREXIRPOE/12 | EOL - Preparation | DS-2CD2145FWD-I 6mm | 283 | No | 842571105971 | 1.8 | 4 | 5 | 5
Performance IP | DS-2CD2145FWD-I 2.8mm | Outdoor Dome, 4MP, H265+, 2.8mm, Day/Night, 120dB WDR, EXIR 2.0 (30m), IP67/IK10, PoE/12VDC | DM IP67 4M 2.8WDR IR POE/12 | EOL - Preparation | DS-2CD2145FWD-IS 2.8mm | 315 | No | 842571118117 | 2 | 5 | 6 | 6
Performance IP | DS-2CD2145FWD-I 4mm | Outdoor Dome, 4MP, H265+, 4mm, Day/Night, 120dB WDR, EXIR 2.0 (30m), IP67/IK10, PoE/12VDC | DM IP67 4M 4WDR IR POE/12 | EOL - Preparation | DS-2CD2145FWD-IS 4mm | 315 | No | 842571118124 | 2 | 5 | 6 | 6
Performance IP | DS-2CD2145FWD-IS 2.8mm | Outdoor Dome, 4MP, H265+, 2.8mm, Day/Night, 120dB WDR, EXIR 2.0 (30m), IP67/IK10, PoE/12VDC, Audio/Alarm I/O | DM IP67 4M 2.8WDR IR POE/12 | Released |  | 326 | No | 842571126815 | 2 | 4 | 5 | 5
Performance IP | DS-2CD2145FWD-IS 4mm | Outdoor Dome, 4MP, H265+, 4mm, Day/Night, 120dB WDR, EXIR 2.0 (30m), Audio/Alarm I/OIP67/IK10, PoE/12VDC | DM IP67 4M 4WDR IR POE/12 | Released |  | 326 | No | 842571126822 | 2 | 4 | 5 | 5
Performance IP | DS-2CD2145FWD-IS 6mm | Outdoor Dome, 4MP, H265+, 6mm, Day/Night, 120dB WDR, EXIR 2.0 (30m), IP67/IK10, PoE/12VDC, Audio/Alarm I/O | DM IP67 4M 6WDR IR POE/12 | Released |  | 326 | No | 842571129373 | 2 | 4 | 5 | 5
Performance IP | DS-2CD2146G1-IS 2.8mm | AcuSense Outdoor Dome, 4MP, H265+, 2.8mm, Day/Night, False alarm reduction by target classification, 120dB WDR, EXIR 2.0 (30m), IP67/IK10, PoE/12VDC | AcuS DM IP67 4M 2.8WDRIRPOE | Released |  | 300 | No | 842571123524 | 2 | 6 | 6 | 6
Performance IP | DS-2CD2146G1-IS 4mm | AcuSense Outdoor Dome, 4MP, H265+, 4mm, Day/Night, False alarm reduction by target classification, 120dB WDR, EXIR 2.0 (30m), IP67/IK10, PoE/12VDC | AcuS DM IP67 4M 4mmWDRIEXIR | Released |  | 300 | No | 842571123593 | 2 | 6 | 6 | 6
Performance IP | DS-2CD2146G1-IS 6mm | AcuSense Outdoor Dome, 4MP, H265+, 6mm, Day/Night, False alarm reduction by target classification, 120dB WDR, EXIR 2.0 (30m), IP67/IK10, PoE/12VDC | AcuS DM IP67 4M 6mmWDRIRPOE | Released |  | 300 | No | 842571126792 | 2 | 6 | 6 | 6
Performance IP | DS-2CD2155FWD-I 6mm | Outdoor Dome, 5MP, H265+, 6mm, Day/Night, 120dB WDR, EXIR 2.0 (30m), IP67, PoE/12VDC | DM IP67 5M 6MMWDR EXIR POE/12 | Released |  | 348 | No | 842571102086 | 2 | 4 | 5 | 5
Performance IP | DS-2CD2155FWD-I 8mm | Outdoor Dome, 5MP, H265+, 8mm, Day/Night, 120dB WDR, EXIR 2.0 (30m), IP67, PoE/12VDC | DM IP67 5M 8MMWDR EXIR POE/12 | Released |  | 348 | No | 842571105988 | 1.7 | 4 | 5 | 5
Performance IP | DS-2CD2165G0-I 2.8mm | Outdoor Dome, 6MP, H265+, 2.8mm, Day/Night, Darkfighter, 120dB WDR, EXIR 2.0 (30m), IP67, IK10, PoE/12VDC | DM IP67 6MP 2.8MM WDR POE/12 | Released |  | 348 | No | 842571121612 | 2 | 4 | 5 | 5
Performance IP | DS-2CD2165G0-I 4mm | Outdoor Dome, 6MP, H265+, 4mm, Day/Night, Darkfighter, 120dB WDR, EXIR 2.0 (30m), IP67, IK10, PoE/12VDC | DM IP67 6MP 4MM WDR POE/12 | Released |  | 348 | No | 842571121629 | 2 | 4 | 5 | 5
Performance IP | DS-2CD2165G0-I 6mm | Outdoor Dome, 6MP, H265+, 6mm, Day/Night, Darkfighter, 120dB WDR, EXIR 2.0 (30m), IP67, IK10, PoE/12VDC | DM IP67 6MP 6MM WDR POE/12 | Released |  | 348 | No | 842571121636 | 2 | 4 | 5 | 5
Performance IP | DS-2CD2185FWD-I 2.8mm | Outdoor Dome, 8MP, H265+, 2.8mm, Day/Night, 120dB WDR, EXIR 2.0 (30m), IP67, PoE/12VDC | DM IP67 8M 2.8WDR EXIRPOE/12 | EOL - Preparation | DS-2CD2185FWD-IS 2.8mm | 391 | No | 842571102109 | 2 | 4 | 5 | 5
Performance IP | DS-2CD2185FWD-I 4mm | Outdoor Dome, 8MP, H265+, 4mm, Day/Night, 120dB WDR, EXIR 2.0 (30m), IP67, PoE/12VDC | DM IP67 8M 4MMWDR EXIRPOE/12 | EOL - Preparation | DS-2CD2185FWD-IS 4mm | 391 | No | 842571102093 | 2 | 4 | 5 | 5
Performance IP | DS-2CD2185FWD-IS 6mm | Outdoor Dome, 8MP, H265+, 6mm, Day/Night, 120dB WDR, EXIR 2.0 (30m), IP67, PoE/12VDC, Audio/Alarm I/O | DM IP67 8M 6MMWDR EXIRPOE/12 | Released |  | 402 | No | 842571129984 | 2 | 5 | 6 | 6
Performance IP | DS-2CD2185FWD-IS 8mm | Outdoor Dome, 8MP, H265+, 8mm, Day/Night, 120dB WDR, EXIR 2.0 (30m), IP67, PoE/12VDC, Audio/Alarm I/O | DM IP67 8M 8MMWDR EXIRPOE/12 | Released |  | 402 | No | 842571129939 | 2 | 4 | 5 | 5
Performance IP | DS-2CD2185FWD-ISB 2.8mm | Outdoor Dome Black housing, 8MP, H265+, 2.8mm, Day/Night, 120dB WDR, EXIR 2.0 (30m), IP67, PoE/12VDC, Audio/Alarm I/O | DM BL IP67 8M 2.8WDR EXIRPOE | Released |  | 402 | No | 842571125771 | 2 | 5 | 6 | 6
Performance IP | DS-2CD2185G0-IMS 2.8mm | Indoor Dome, 8MP, HDMI output, H.265/H.264/MJPEG; color: 0.028 lux@ (f/2.0, AGC on), 0 lux with IR; 20fps(3840×1920); VCA functions; 3 streams; 3D DNR, EXIR up to 30m, IK10, PoE/12VDC | DM 8MP28MM HDMI WDR POE/12 | Released |  | 500 | No | 842571127263 | 2 | 6 | 6 | 6
Performance IP | DS-2CD2185G0-IMS 4mm | Indoor Dome, 8MP, HDMI output, 4mm, H.265/H.264/MJPEG; color: 0.028 lux@ (f/2.0, AGC on), 0 lux with IR; 20fps(3840×1920); VCA functions; 3 streams; 3D DNR, EXIR up to 30m, IK10, PoE/12VDC | DM 8MP 4MM HDMI WDR POE/12 | Released |  | 500 | No | 842571127270 | 2 | 6 | 6 | 6
Performance IP | DS-2CD2185G0-IMS 6mm | Indoor Dome, 8MP, HDMI output, 6mm, H.265/H.264/MJPEG; color: 0.028 lux@ (f/2.0, AGC on), 0 lux with IR; 20fps(3840×1920); VCA functions; 3 streams; 3D DNR, EXIR up to 30m, IK10, PoE/12VDC | DM 8MP 6MM HDMI WDR POE/12 | Released |  | 500 | No | 842571127294 | 2 | 6 | 6 | 6
Performance IP | DS-2CD2325FHWD-I 2.8mm | Outdoor Turret, 2MP/1080p, H265+, 60fps, 2.8mm, Day/Night, DarkFighter, 120dB WDR, EXIR 2.0 (30m), IP67, PoE/12VDC | TUR IP67 2MP2.8MM WDR POE/12 | Released |  | 293 | No | 842571121414 | 2 | 6 | 6 | 6
Performance IP | DS-2CD2325FHWD-I 4mm | Outdoor Turret, 2MP/1080p, H265+, 60fps, 4mm, Day/Night, DarkFighter, 120dB WDR, EXIR 2.0 (30m), IP67, PoE/12VDC | TUR IP67 2MP 4MM WDR POE/12 | Released |  | 293 | No | 842571121421 | 2 | 6 | 6 | 6
Performance IP | DS-2CD2325FHWD-I 6mm | Outdoor Turret, 2MP/1080p, H265+, 60fps, 6mm, Day/Night, DarkFighter, 120dB WDR, EXIR 2.0 (30m), IP67, PoE/12VDC | TUR IP67 2MP 6MM WDR POE/12 | Released |  | 293 | No | 842571121438 | 2 | 6 | 6 | 6
Performance IP | DS-2CD2325FHWD-I 8mm | Outdoor Turret, 2MP/1080p, H265+, 60fps, 8mm, Day/Night, DarkFighter, 120dB WDR, EXIR 2.0 (30m), IP67, PoE/12VDC | TUR IP67 2MP8MM WDRPOE/12 | Released |  | 293 | No | 842571121490 | 2 | 6 | 6 | 6
Performance IP | DS-2CD2325FWD-I 4mm | Turret Dome, 2MP/1080p, H265+, 4mm, Day/Night, 120dB WDR, EXIR 2.0 (30m), IP67, PoE/12VDC | DM IP67 2M 4MMWDREXIRPOE/12 | EOL - Preparation | DS-2CD2325FHWD-I 4mm | 293 | No | 842571102123 | 2 | 6 | 6 | 6
Performance IP | DS-2CD2325FWD-I 6mm | Turret Dome, 2MP/1080p, H265+, 6mm, Day/Night, 120dB WDR, EXIR 2.0 (30m), IP67, PoE/12VDC | DM IP67 2M 6MMWDREXIRPOE/12 | EOL - Preparation | DS-2CD2325FHWD-I 6mm | 293 | No | 842571102130 | 2 | 6 | 6 | 6
Performance IP | DS-2CD2325FWD-I 8mm | Turret Dome, 2MP/1080p, H265+, 8mm, Day/Night, 120dB WDR, EXIR 2.0 (30m), IP67, PoE/12VDC | DM IP67 2M 8MMWDREXIRPOE/12 | EOL - Preparation | DS-2CD2325FHWD-I 8mm | 293 | No | 842571106008 | 2 | 6 | 6 | 6
Performance IP | DS-2CD2327G1-L 4mm | Outdoor Turret, 2MP, H.265+/H.265/H.264+/H.264/MJPEG; Color: 0.0035 lux @(F1.0, AGC ON), 0 lux with LED on; 30fps(1920×1080); VCA functions; 3 streams; 3D DNR; BLC; ICR; 3000K Warm LED; DC12V&PoE; Built-in micro SD/SDHC/SDXC slot | OT TR 4mm 2MP 24Hr*7 color | Released |  | 326 | No | 842571125818 | 2 | 6 | 7 | 7
Performance IP | DS-2CD2327G1-LU 4mm | Outdoor Turret, 2MP, 4mm, H.265+/H.265/H.264+/H.264/MJPEG; Color: 0.0035 lux @(F1.0, AGC ON), 0 lux with LED on; 25fps/30fps(1920×1080); VCA functions; 3 streams; 3D DNR; BLC; ICR; 3000K Warm LED; DC12V&PoE; Built-in micro SD/SDHC/SDXC slot & Mic-phone | OTTR 4mm2MP 24Hr*7 color mic | Released |  | 337 | No | 842571125825 | 3 | 6 | 7 | 7
Performance IP | DS-2CD2335FWD-I 2.8mm | Turret Dome, 3MP, H265+, 2.8mm, Day/Night, 120dB WDR, EXIR 2.0 (30m), IP67, PoE/12VDC | DM IP67 3M2.8WDREXIRPOE/12 | EOL - Preparation | DS-2CD2345FWD-I 2.8mm | 315 | No | 842571101959 | 2 | 6 | 6 | 6
Performance IP | DS-2CD2335FWD-I 4mm | Turret Dome, 3MP, H265+, 4mm, Day/Night, 120dB WDR, EXIR 2.0 (30m), IP67, PoE/12VDC | DM IP67 3M 4MMWDR EXIR POE/12 | Released |  | 315 | No | 842571102147 | 2 | 6 | 6 | 6
Performance IP | DS-2CD2335FWD-I 6mm | Turret Dome, 3MP, H265+, 6mm, Day/Night, 120dB WDR, EXIR 2.0 (30m), IP67, PoE/12VDC | DM IP67 3M 6MMWDR EXIR POE/12 | Released |  | 315 | No | 842571102154 | 2 | 6 | 6 | 6
Performance IP | DS-2CD2335FWD-I 8mm | Turret Dome, 3MP, H265+, 8mm, Day/Night, 120dB WDR, EXIR 2.0 (30m), IP67, PoE/12VDC | DM IP67 3M 8MMWDR EXIR POE/12 | Released |  | 315 | No | 842571106015 | 2 | 6 | 6 | 6
Performance IP | DS-2CD2345FWD-I 2.8mm | Turret Dome, 4MP, H265+, 2.8mm, Day/Night, 120dB WDR, EXIR 2.0 (30m), IP67, PoE/12VDC | TURIP674MP2.8MMWDRIRPOE/12 | Released |  | 348 | No | 842571118018 | 2 | 6 | 6 | 6
Performance IP | DS-2CD2345FWD-I 4mm | Turret Dome, 4MP, H265+, 4mm, Day/Night, 120dB WDR, EXIR 2.0 (30m), IP67, PoE/12VDC | TURIP674MP4MMWDRIRPOE/12 | Released |  | 348 | No | 842571118148 | 2 | 6 | 6 | 6
Performance IP | DS-2CD2345FWD-I 6mm | Turret Dome, 4MP, H265+, 6mm, Day/Night, 120dB WDR, EXIR 2.0 (30m), IP67, PoE/12VDC | TURIP674MP6MMWDRIRPOE/12 | Released |  | 348 | No | 842571118155 | 2 | 6 | 6 | 6
Performance IP | DS-2CD2346G1-I 2.8mm | AcuSense Turret Dome, 4MP, H265+, 2.8mm, Day/Night, False alarm reduction by target classification.120dB WDR, EXIR 2.0 (50m), IP67, PoE/12VDC | AcuS TURIP674MP2.8MMWDRIR | Released |  | 300 | No | 842571123517 | 3 | 7 | 6 | 7
Performance IP | DS-2CD2346G1-I 4mm | AcuSense Turret Dome, 4MP, H265+,4mm, Day/Night, False alarm reduction by target classification.120dB WDR, EXIR 2.0 (50m), IP67, PoE/12VDC | AcuS TURIP674MP4MMWDRIR | Released |  | 300 | No | 842571123586 | 2 | 6 | 7 | 7
Performance IP | DS-2CD2346G1-I 6mm | AcuSense Turret Dome, 4MP, H265+,6mm, Day/Night, False alarm reduction by target classification.120dB WDR, EXIR 2.0 (50m), IP67, PoE/12VDC | AcuS TURIP674MP6MMWDRIR | Released |  | 300 | No | 842571126785 | 2 | 6 | 7 | 7
Performance IP | DS-2CD2346G1-I/SL 2.8mm | AcuSense indoor Turret, 4MP, H265+, 2.8mm, Day/Night, False alarm reduction by target classification. Strobe light & Audio,120dB WDR, EXIR 2.0 (50m), PoE/12VDC | AcuS/SL TUR 4MP2.8MMWDR | Released |  | 322 | No | 842571126228 | 2 | 6 | 7 | 7
Performance IP | DS-2CD2346G1-I/SL 4mm | AcuSense Indoor Turret, 4MP, H265+, 4mm, Day/Night, False alarm reduction by target classification. Strobe light & Audio,120dB WDR, EXIR 2.0 (50m), PoE/12VDC | AcuS/SL TUR 4MP4MMWDR | Released |  | 322 | No | 842571126211 | 2 | 6 | 7 | 7
Performance IP | DS-2CD2347G1-L 2.8mm | 1/1.8" Progressive Scan CMOS; H.265+/H.265/H.264+/H.264/MJPEG; Color: 0.0014 lux @(F1.0, AGC ON), 0 lux with LED on; 30fps(2688×1520, 2304×1296, 1920×1080); VCA functions; 3 streams; 3D DNR; BLC; ICR; 3000K Warm LED; DC12V&PoE; Built-in micro SD/SDHC | OT TR 2.8mm 4MP 24Hrx7 color | Released |  | 391 | No | 842571129526 | 2 | 7 | 6 | 7
Performance IP | DS-2CD2347G1-L 4mm | 1/1.8" Progressive Scan CMOS; H.265+/H.265/H.264+/H.264/MJPEG; Color: 0.0014 lux @(F1.0, AGC ON), 0 lux with LED on; 30fps(2688×1520, 2304×1296, 1920×1080); VCA functions; 3 streams; 3D DNR; BLC; ICR; 3000K Warm LED; DC12V&PoE; Built-in micro SD/SDHC | OT TR 4mm 4MP 24Hr*7 color | Released |  | 391 | No | 842571125856 | 3 | 6 | 7 | 7
Performance IP | DS-2CD2347G1-LU 2.8mm | 1/1.8" Progressive Scan CMOS; H.265+/H.265/H.264+/H.264/MJPEG; Color: 0.0014 lux @(F1.0, AGC ON), 0 lux with LED on; 30fps(2688×1520, 2304×1296, 1920×1080); VCA functions; 3 streams; 3D DNR; BLC; ICR; 3000K Warm LED; DC12V&PoE; Built-in micro SD/SDHC&Mic | OTTR2.8mm4MP 24Hr*7color mic | Released |  | 402 | No | 842571129533 | 3 | 7 | 6 | 7
Performance IP | DS-2CD2347G1-LU 4mm | 1/1.8" Progressive Scan CMOS; H.265+/H.265/H.264+/H.264/MJPEG; Color: 0.0014 lux @(F1.0, AGC ON), 0 lux with LED on; 30fps(2688×1520, 2304×1296, 1920×1080); VCA functions; 3 streams; 3D DNR; BLC; ICR; 3000K Warm LED; DC12V&PoE; Built-in micro SD/SDHC&Mic | OTTR 4mm4MP 24Hr*7 color mic | Released |  | 402 | No | 842571125863 | 3 | 6 | 7 | 7
Performance IP | DS-2CD2355FWD-I 6mm | Turret Dome, 5MP, H265+, 6mm, Day/Night, 120dB WDR, EXIR 2.0 (30m), IP67, PoE/12VDC | DM IP67 5M 6MMWDR EXIR POE/12 | Released |  | 391 | No | 842571102178 | 2 | 6 | 6 | 6
Performance IP | DS-2CD2365G1-I 2.8mm | Outdoor Turret, 6MP, H265+, 2.8mm, Day/Night, DarkFighter, 120dB WDR, EXIR 2.0 (30m), IP67, PoE/12VDC | TUR IP67 6MP2.8MM WDR POE/12 | Released |  | 380 | No | 842571121605 | 2 | 6 | 7 | 7
Performance IP | DS-2CD2365G1-I 4mm | Outdoor Turret, 6MP, H265+, 4mm, Day/Night, DarkFighter, 120dB WDR, EXIR 2.0 (30m), IP67, PoE/12VDC | TUR IP67 6MP 4MM WDR POE/12 | Released |  | 380 | No | 842571123982 | 2 | 6 | 7 | 7
Performance IP | DS-2CD2365G1-I 6mm | Outdoor Turret, 6MP, H265+, 6mm, Day/Night, DarkFighter, 120dB WDR, EXIR 2.0 (30m), IP67, PoE/12VDC | TUR IP67 6MP 8MM WDR POE/12 | Released |  | 380 | No | 842571124019 | 3 | 6 | 7 | 7
Performance IP | DS-2CD2385FWD-I 4mm | Turret Dome, 8MP, H265+, 4mm, Day/Night, 120dB WDR, EXIR 2.0 (30m), IP67, PoE/12VDC | DM IP67 8M 4MMWDREXIRPOE/12 | EOL - Preparation | DS-2CD2385G1-I 4mm | 554 | No | 842571101966 | 2 | 6 | 6 | 6
Performance IP | DS-2CD2385FWD-I 6mm | Turret Dome, 8MP, H265+, 6mm, Day/Night, 120dB WDR, EXIR 2.0 (30m), IP67, PoE/12VDC | DM IP67 8M 6MMWDREXIRPOE/12 | EOL - Preparation | DS-2CD2385G1-I 6mm | 554 | No | 842571102192 | 2 | 6 | 6 | 6
Performance IP | DS-2CD2385FWD-I 8mm | Turret Dome, 8MP, H265+, 8mm, Day/Night, 120dB WDR, EXIR 2.0 (30m), IP67, PoE/12VDC | DM IP67 8M 8MMWDR EXIR POE/12 | Released |  | 554 | No | 842571106039 | 2 | 6 | 6 | 6
Performance IP | DS-2CD2385G1-I 2.8mm | Outdoor Turret, 8MP, H265+, 2.8mm, Day/Night, DarkFighter, 120dB WDR, EXIR 2.0 (30m), IP67, PoE/12VDC | TUR IP67 8MP2.8MM WDR POE/12 | Released |  | 402 | No | 842571121520 | 2 | 6 | 7 | 7
Performance IP | DS-2CD2385G1-I 4mm | Outdoor Turret, 8MP, H265+, 4mm, Day/Night, DarkFighter, 120dB WDR, EXIR 2.0 (30m), IP67, PoE/12VDC | TUR IP67 8MP 4MM WDR POE/12 | Released |  | 402 | No | 842571123999 | 2 | 6 | 7 | 7
Performance IP | DS-2CD2385G1-I 6mm | Outdoor Turret, 8MP, H265+, 6mm, Day/Night, DarkFighter, 120dB WDR, EXIR 2.0 (30m), IP67, PoE/12VDC | TUR IP67 8MP 6MM WDR POE/12 | Released |  | 402 | No | 842571124026 | 3 | 6 | 7 | 7
Performance IP | DS-2CD2425FWD-IW 2.8mm | Cube Camera, 2MP/1080p, H265+, 2.8mm, WiFi, Day/Night, IR (10m), Mic, speaker, PIR, I/O, PoE/12VDC | CUBE 2M 2.8MM WIFI DN IO AUD | Released |  | 239 | No | 842571117790 | 1 | 5 | 9 | 6
Performance IP | DS-2CD2455FWD-IW 2.8mm | Cube Camera, 5MP, H265+, 2.8mm, WiFi, Day/Night, IR (10m), Mic, speaker, PIR, I/O, PoE/12VDC | CUBE 5M 2.8MM WIFI DN IO AUD | Released |  | 326 | No | 842571117806 | 2 | 5 | 9 | 6
Performance IP | DS-2CD2525FWD-IS 2.8mm | Compact Dome, 2MP, H265+, 2.8mm, Day/Night, 120dB WDR, IR (10m), Basic Smart Suite2, IP66/IK8, PoE/12VDC | DM IP66 2MP2.8MM WDR IR POE/12 | Released |  | 293 | No | 842571117929 | 2 | 4 | 10 | 7
Performance IP | DS-2CD2525FWD-IS 4mm | Compact Dome, 2MP, H265+, 4mm, Day/Night, 120dB WDR, IR (10m), Basic Smart Suite2, IP66/IK8, PoE/12VDC | DM IP66 2MP4MM WDR IR POE/12 | Released |  | 293 | No | 842571117936 | 2 | 4 | 10 | 7
Performance IP | DS-2CD2525FWD-IS 6mm | Compact Dome, 2MP, H265+, 6mm, Day/Night, 120dB WDR, IR (10m), Basic Smart Suite2, IP66/IK8, PoE/12VDC | DM IP66 2MP6MM WDR IR POE/12 | Released |  | 293 | No | 842571117943 | 2 | 4 | 10 | 7
Performance IP | DS-2CD2545FWD-I 4mm | Compact Dome, 4MP, H265+, 4mm, Day/Night, 120dB WDR, IR (10m), Basic Smart Suite3, IP66/IK8, PoE/12VDC | DM IP66 4MP 4MM 120dBWDR | Released |  | 348 | No | 842571119725 | 2 | 4 | 10 | 6
Performance IP | DS-2CD2545FWD-IS 2.8mm | Compact Dome, 4MP, H265+, 2.8mm, Day/Night, 120dB WDR, IR (10m), Basic Smart Suite3, IP66/IK8, PoE/12VDC | DM IP66 4MP4MM WDR IR POE/12 | Released |  | 348 | No | 842571118193 | 2 | 4 | 10 | 7
Performance IP | DS-2CD2545FWD-IS 4mm | Compact Dome, 4MP, H265+, 4mm, Day/Night, 120dB WDR, IR (10m), Basic Smart Suite3, IP66/IK8, PoE/12VDC | DM IP66 4MP4MM WDR IR POE/12 | Released |  | 348 | No | 842571118209 | 2 | 4 | 10 | 7
Performance IP | DS-2CD2545FWD-IS 6mm | Compact Dome, 4MP, H265+, 6mm, Day/Night, 120dB WDR, IR (10m), Basic Smart Suite3, IP66/IK8, PoE/12VDC | DM IP66 4MP6MM WDR IR POE/12 | Released |  | 348 | No | 842571118216 | 2 | 4 | 10 | 7
Performance IP | DS-2CD2555FWD-IS 2.8mm | Compact Dome, 5MP, H265+, 2.8mm, Day/Night, 120dB WDR, IR (10m), Basic Smart Suite2, IP66/IK8, PoE/12VDC | DM IP66 5MP2.8MM WDR IR POE/12 | Released |  | 359 | No | 842571117950 | 2 | 4 | 10 | 7
Performance IP | DS-2CD2555FWD-IS 4mm | Compact Dome, 5MP, H265+, 4mm, Day/Night, 120dB WDR, IR (10m), Basic Smart Suite2, IP66/IK8, PoE/12VDC | DM IP66 5MP4MM WDR IR POE/12 | Released |  | 359 | No | 842571117967 | 2 | 4 | 10 | 7
Performance IP | DS-2CD2555FWD-IS 6mm | Compact Dome, 5MP, H265+, 6mm, Day/Night, 120dB WDR, IR (10m), Basic Smart Suite2, IP66/IK8, PoE/12VDC | DM IP66 5MP6MM WDR IR POE/12 | Released |  | 359 | No | 842571117974 | 2 | 4 | 10 | 7
Performance IP | DS-2CD2625FHWD-IZS | Outdoor Bullet, 2MP/1080p, H265+, 60fps, 2.8mm~12mm, DarkFighter, Day/Night, 120dB WDR, EXIR 2.0 (50m), IP67, IK10, PoE/12VDC | BLT IP67 2MP 2.8-12MZ WDR | Released |  | 478 | No | 842571121469 | 6 | 7 | 15 | 7
Performance IP | DS-2CD2625FWD-IZS | Outdoor Bullet, 2MP, H265+, 2.8-12mm Motorized Zoom/Focus Day/Night, 120dB WDR, Alarm I/O, Audio I/O, uSD, EXIR 2.0 (30m), IP67, PoE/12VDC | BLT IP67 2MP2.8-12MZWDR IR | EOL - Preparation | DS-2CD2625FHWD-IZS | 489 | No | 842571109962 | 6 | 7 | 15 | 7
Performance IP | DS-2CD2635FWD-IZS | Outdoor Bullet,3MP, H265+, 2.8-12mm Motorized Zoom/Focus Day/Night, 120dB WDR, Alarm I/O, Audio I/O, uSD, EXIR 2.0 (30m), IP67, PoE/12VDC | BLT IP67 3MP2.8-12MZWDRIR | EOL - Preparation | DS-2CD2645FWD-IZS | 543 | No | 842571109498 | 6 | 7 | 15 | 7
Performance IP | DS-2CD2645FWD-IZS | Outdoor Bullet, 4MP, H265+, 2.8-12mm, Motorized Zoom/Focus, Day/Night, 120dB WDR, EXIR 2.0 (50m), H.265+ Smart Suite3, IP67/IK10, PoE/12VDC | BLTIP67 4MP 2.8-12MZ WDREXIR | Released |  | 522 | No | 842571118032 | 6 | 7 | 16 | 8
Performance IP | DS-2CD2645G1-IZS | Outdoor Bullet, 4MP, H265+, 2.8-12mm, Motorized Zoom/Focus, Day/Night, 120dB WDR, EXIR 2.0 (50m), H.265+ Smart Suite3, IP67/IK10, PoE/12VDC | BLTIP67 4MP 2.8-12MZ WDREXIR | Released |  | 522 | No | 842571127492 | 5 | 7 | 16 | 8
Performance IP | DS-2CD2646G1-IZS | AcuSense Varifocal Outdoor Bullet, 4MP, H265+, 2.8-12mm, Motorized Zoom/Focus, False alarm reduction by target classification, VCA functions, Day/Night, 120dB WDR, EXIR2.0(50m), H.265+ Smart Suite3, IP67/IK10, PoE/12VDC | AcuS,BLTIP67 4MP2.8-12MZ WDR | Released |  | 550 | No | 842571123531 | 5 | 7 | 15 | 7
Performance IP | DS-2CD2665G0-IZS | Outdoor Bullet, 6MP, H265+, 2.8mm~12mm, Day/Night, 120dB WDR, EXIR 2.0 (50m), IP67, IK10, PoE/12VDC | BLT IP67 6MP 2.8-12MZ WDR | Released | DS-2CD2665G1-IZS | 565 | No | 842571121582 | 6 | 7 | 15 | 7
Performance IP | DS-2CD2665G1-IZS | Outdoor Bullet, 6MP, H265+, 2.8mm~12mm, Day/Night, 120dB WDR, EXIR 2.0 (50m), IP67, IK10, PoE/12VDC | BLT IP67 6MP 2.8-12MZ WDR | Released |  | 565 | No | 842571127478 | 5 | 7 | 16 | 8
Performance IP | DS-2CD2685G0-IZS | Outdoor Bullet, 8MP, H265+, 2.8mm~12mm, DarkFighter, Day/Night, 120dB WDR, EXIR 2.0 (50m), IP67, IK10, PoE/12VDC | BLT IP67 8MP 2.8-12MZ WDR | Released | DS-2CD2685G1-IZS | 609 | No | 842571121537 | 6 | 7 | 15 | 7
Performance IP | DS-2CD2685G1-IZS | Outdoor Bullet, 8MP, H265+, 2.8mm~12mm, DarkFighter, Day/Night, 120dB WDR, EXIR 2.0 (50m), IP67, IK10, PoE/12VDC | BLT IP67 8MP 2.8-12MZ WDR | Released |  | 609 | No | 842571127461 | 5 | 7 | 16 | 8
Performance IP | DS-2CD2725FHWD-IZS | Outdoor Dome, 2MP/1080p, 60fps, H265+, 2.8-12mm Motorized Zoom/Focus Day/Night, DarkFighter, 120dB WDR, Alarm I/O, Audio I/O, ?SD, IR (30m), IP67, IK10, PoE/12VDC | DM IP67 2MP 2.8-12MZ WDR | Released |  | 478 | No | 842571121445 | 4 | 7 | 10 | 7
Performance IP | DS-2CD2725FWD-IZS | Outdoor Dome, 2MP, H265+, 2.8-12mm Motorized Zoom/Focus Day/Night, 120dB WDR, Alarm I/O, Audio I/O, uSD, EXIR 2.0 (30m), IP67/IK10, PoE/12VDC | DM IP67 2MP 2.8-12MZ WDR IR | EOL - Preparation | DS-2CD2725FHWD-IZS | 489 | No | 842571108927 | 4 | 7 | 9 | 7
Performance IP | DS-2CD2745FWD-IZS | Outdoor Dome, 4MP, H265+, 2.8-12mm, Motorized Zoom/Focus, Day/Night, 120dB WDR, EXIR 2.0 (30m), H.265+ Smart Suite3, IP67/IK10, PoE/12VDC | BLT IP67 4MP2.8-12MZ WDREXIR | Released |  | 522 | No | 842571118049 | 4 | 7 | 10 | 7
Performance IP | DS-2CD2746G1-IZS | AcuSense Varifocal Outdoor Dome,4 MP, H265+, 2.8-12mm, Motorized Zoom/Focus, False alarm reduction by target classification, VCA functions, Day/Night, 120dB WDR, EXIR2.0(30m), H.265+ Smart Suite3, IP67/IK10, PoE/12VDC | AcuSense 4MP2.8-12MZ WDREXIR | Released |  | 550 | No | 842571123548 | 4 | 7 | 10 | 7
Performance IP | DS-2CD2755FWD-IZS | Outdoor Dome, 5MP, H265+, 2.8-12mm Motorized Zoom/Focus Day/Night, 120dB WDR, Alarm I/O, Audio I/O, uSD, EXIR 2.0 (30m), IP67/IK10, PoE/12VDC | DM IP67 5MP 2.8-12MZ WDR IR | Released |  | 652 | No | 842571109986 | 4 | 7 | 10 | 7
Performance IP | DS-2CD2765G0-IZS | Outdoor Dome, 6MP/1080p, H265+, 2.8-12mm Motorized Zoom/Focus Day/Night, DarkFighter, 120dB WDR, Alarm I/O, Audio I/O, µSD, IR (30m), IP67, IK10, PoE/12VDC | DM IP67 6MP 2.8-12MZWDR | Released |  | 565 | No | 842571121599 | 4 | 7 | 10 | 7
Performance IP | DS-2CD2785G0-IZS | Outdoor Dome, 8MP/1080p, H265+, 2.8-12mm Motorized Zoom/Focus Day/Night, DarkFighter, 120dB WDR, Alarm I/O, Audio I/O, ?SD, IR (30m), IP67, IK10, PoE/12VDC | DM IP67 8MP 2.8-12MZ WDR | Released |  | 609 | No | 842571121544 | 4 | 7 | 10 | 7
Performance IP | DS-2CD2935FWD-IS | Circular Fisheye (Full-Frame, Wide Angle), Indoor, 3MP, H265+, 1.16mm, Day/Night, EXIR 2.0 (8m), Alarm I/O, Audio I/O, PoE/12VDC | FISHEYE IND 3MP WDR POE/12DC | Released |  | 565 | No | 842571102000 | 2 | 4 | 5 | 5
Performance IP | DS-2CD2955FWD-IS | Circular Fisheye (Full-Frame, Wide Angle), Indoor, 5MP, H265+, 1.05mm, Day/Night, EXIR 2.0 (8m), Alarm I/O, Audio I/O, PoE/12VDC | FISHEYE IND 5MP WDR POE/12DC | Released |  | 717 | No | 842571102017 | 2 | 4 | 5 | 5
Performance IP | DS-2CD2H25FHWD-IZS | Outdoor Turret, 2MP, H265+, 60fps, 2.8-12mm Motorized Zoom/Focus, DarkFighter, Day/Night, 120dB WDR, Alarm I/O, Audio I/O, uSD, EXIR 2.0 (30m), IP67/IK10, PoE/12VDC | TUR IP67 2MP VF WDR POE/12V | Released |  | 478 | No | 842571121452 | 4 | 8 | 7 | 7
Performance IP | DS-2CD2H25FWD-IZS | Outdoor Turret, 2MP, H265+, 2.8-12mm Motorized Zoom/Focus Day/Night, 120dB WDR, Alarm I/O, Audio I/O, uSD, EXIR 2.0 (30m), IP67/IK10, PoE/12VDC | TR IP67 2MP 2.8-12MZ WDR IR | Released |  | 489 | No | 842571109993 | 4 | 8 | 7 | 7
Performance IP | DS-2CD2H35FWD-IZS | Outdoor Turret, 3MP, H265+, 2.8-12mm Motorized Zoom/Focus Day/Night, 120dB WDR, Alarm I/O, Audio I/O, uSD, EXIR 2.0 (30m), IP67/IK10, PoE/12VDC | TR IP67 3MP 2.8-12MZ WDR IR | Released |  | 543 | No | 842571110005 | 4 | 8 | 7 | 7
Performance IP | DS-2CD2H45FWD-IZS | Outdoor Turret, 4MP, H265+, 2.8-12mm, Motorized Zoom/Focus, Day/Night, 120dB WDR, EXIR 2.0 (30m), H.265+ Smart Suite3, IP67/IK10, PoE/12VDC | TR IP67 4MP2.8-12MZ WDREXIR | Released |  | 522 | No | 842571118025 | 4 | 7 | 7 | 8
Performance IP | DS-2CD2H55FWD-IZS | Outdoor Turret, 5MP, H265+, 2.8-12mm Motorized Zoom/Focus Day/Night, 120dB WDR, Alarm I/O, Audio I/O, uSD, EXIR 2.0 (30m), IP67/IK10, PoE/12VDC | TR IP67 5MP 2.8-12MZ WDR IR | EOL - Preparation | DS-2CD2H85FWD-IZS | 652 | No | 842571110012 | 3 | 8 | 7 | 7
Performance IP | DS-2CD2H85FWD-IZS | Outdoor Turret, 8MP, H265+, 2.8-12mm Motorized Zoom/Focus Day/Night, 120dB WDR, Alarm I/O, Audio I/O, uSD, EXIR 2.0 (30m), IP67/IK10, PoE/12VDC | TR IP67 8MP 2.8-12MZ WDR IR | Released |  | 609 | No | 842571110029 | 4 | 8 | 7 | 7
Performance IP | DS-2CD2T27G1-L 4mm | Outdoor Bullet, 2MP, 4mm, H.265+, Color: 0.0035 lux @(F1.0, AGC ON), 0 lux with LED on; 25fps/30fps(1920×1080); VCA functions; 3 streams; 3D DNR; BLC; ICR; 3000K Warm LED; DC12V&PoE; Built-in micro SD/SDHC/SDXC slot | OTBL 2MP 4mm 24Hr*7 color | Released |  | 348 | No | 842571125795 | 4 | 7 | 15 | 7
Performance IP | DS-2CD2T27G1-L 6mm | Outdoor Bullet, 2MP, 6mm, H.265+, Color: 0.0035 lux @(F1.0, AGC ON), 0 lux with LED on; 25fps/30fps(1920×1080); VCA functions; 3 streams; 3D DNR; BLC; ICR; 3000K Warm LED; DC12V&PoE; Built-in micro SD/SDHC/SDXC slot | OTBL 2MP 6mm 24Hr*7 color | Released |  | 348 | No | 842571125849 | 5 | 7 | 15 | 7
Performance IP | DS-2CD2T35FWD-I5 4mm | Outdoor Bullet, 3MP, H265+, 4mm, Day/Night, 120dB WDR, EXIR 2.0 (50m), IP67, PoE/12VDC | BLT IP67 3M 4MMWDR EXIR POE | EOL - Preparation | DS-2CD2T45FWD-I5 4mm | 315 | No | 842571101720 | 4 | 6 | 15 | 6
Performance IP | DS-2CD2T35FWD-I5 6mm | Outdoor Bullet, 3MP, H265+, 6mm, Day/Night, 120dB WDR, EXIR 2.0 (50m), IP67, PoE/12VDC | BLT IP67 3M 6MMWDR EXIR POE | EOL - Preparation | DS-2CD2T45FWD-I5 6mm | 315 | No | 842571101904 | 4 | 6 | 15 | 6
Performance IP | DS-2CD2T45FWD-I5 2.8mm | Outdoor Bullet, 4MP, H265+, 2.8mm, Day/Night, 120dB WDR, EXIR 2.0 (50m), IP67, PoE/12VDC | BL IP67 4MP 2.8-12MZ WDR IR | Released |  | 348 | No | 842571118001 | 4 | 7 | 16 | 7
Performance IP | DS-2CD2T45FWD-I5 4mm | Outdoor Bullet, 4MP, H265+, 4mm, Day/Night, 120dB WDR, EXIR 2.0 (50m), IP67, PoE/12VDC | BLT IP67 4MP 2.8-12MZ WDR IR | Released |  | 348 | No | 842571118162 | 4 | 7 | 16 | 7
Performance IP | DS-2CD2T45FWD-I5 6mm | Outdoor Bullet, 4MP, H265+, 6mm, Day/Night, 120dB WDR, EXIR 2.0 (50m), IP67, PoE/12VDC | BLT IP67 4MP 6mm WDR IR | Released |  | 348 | No | 842571118179 | 4 | 7 | 16 | 7
Performance IP | DS-2CD2T45FWD-I5 8mm | Outdoor Bullet, 4MP, H265+, 8mm, DarkFighter, Day/Night, 120dB WDR, EXIR2.0 (50m), IP67, PoE/12VDC | BLT IP67 4MP 8MM D/N EXIR | Released |  | 348 | No | 842571119459 | 4 | 6 | 15 | 6
Performance IP | DS-2CD2T46G1-4I 2.8mm | AcuSense Outdoor Bullet, 4MP, H265+, 2.8mm, F1.6, Day/Night, False alarm reduction by target classification, 120dB WDR, EXIR 2.0 (80m), IP67, PoE/12VDC | AcuS BL IP67 4MP2.8mmWDREXIR | Released |  | 342 | No | 842571123463 | 4 | 6 | 15 | 6
Performance IP | DS-2CD2T46G1-4I 4mm | AcuSense Outdoor Bullet, 4MP, H265+, 4mm, F1.6, Day/Night, False alarm reduction by target classification, 120dB WDR, EXIR 2.0 (80m), IP67, PoE/12VDC | AcuS BL IP67 4MP4mm WDREXIR | Released |  | 342 | No | 842571123555 | 4 | 6 | 15 | 6
Performance IP | DS-2CD2T46G1-4I 6mm | AcuSense Outdoor Bullet, 4MP, H265+, 6mm, F1.6, Day/Night, False alarm reduction by target classification, 120dB WDR, EXIR 2.0 (80m), IP67, PoE/12VDC | AcuS BL IP67 4MP 6mm WDREXIR | Released |  | 342 | No | 842571123562 | 4 | 6 | 15 | 6
Performance IP | DS-2CD2T46G1-4I 8mm | AcuSense Outdoor Bullet, 4MP, H265+, 8mm, F1.6, Day/Night, False alarm reduction by target classification, 120dB WDR, EXIR 2.0 (80m), IP67, PoE/12VDC | AcuS BL IP67 4MP8mm WDREXIR | Released |  | 342 | No | 842571123579 | 4 | 6 | 15 | 6
Performance IP | DS-2CD2T46G1-4I/SL 2.8mm | AcuSense Outdoor Bullet, 4MP, H265+, 2.8mm, F1.6, Day/Night, False alarm reduction by target classification, Strobe light & Audio,120dB WDR, EXIR 2.0 (80m), IP66, PoE/12VDC | AcuS/SL BL IP66 4MP2.8mm WDR | Released |  | 363 | No | 842571126204 | 5 | 7 | 15 | 7
Performance IP | DS-2CD2T46G1-4I/SL 4mm | AcuSense Outdoor Bullet, 4MP, H265+, 4mm, F1.6, Day/Night, False alarm reduction by target classification, Strobe light & Audio,120dB WDR, EXIR 2.0 (80m), IP66, PoE/12VDC | AcuS/SL BL IP67 4MP4mm WDR | Released |  | 363 | No | 842571126235 | 5 | 7 | 15 | 7
Performance IP | DS-2CD2T46G1-4I/SL 6mm | AcuSense Outdoor Bullet, 4MP, H265+, 6mm, F1.6, Day/Night, False alarm reduction by target classification, Strobe light & Audio,120dB WDR, EXIR 2.0 (80m), IP66, PoE/12VDC | AcuS/SL BL IP66 4MP6mm WDR | Released |  | 363 | No | 842571126242 | 5 | 7 | 15 | 7
Performance IP | DS-2CD2T46G1-4I/SL 8mm | AcuSense Outdoor Bullet, 4MP, H265+, 8mm, F1.6, Day/Night, False alarm reduction by target classification, Strobe light & Audio,120dB WDR, EXIR 2.0 (80m), IP66, PoE/12VDC | AcuS/SL BL IP66 4MP8mm WDR | Released |  | 363 | No | 842571126259 | 5 | 7 | 15 | 7
Performance IP | DS-2CD2T47G1-L 2.8mm | Outdoor Bullet, 4MP, 2.8mm, H.265+, Color: 0.0014 lux @(F1.0, AGC ON), 0 lux with LED on; 30fps(2688×1520,2560×1440,1920×1080); VCA functions; 3 streams; 3D DNR; BLC; ICR; 3000K Warm LED; DC12V&PoE; Built-in micro SD/SDHC/SDXC slot | OTBL 4MP 2.8mm 24Hr*7 color | Released |  | 413 | No | 842571129540 | 5 | 16 | 7 | 8
Performance IP | DS-2CD2T47G1-L 4mm | Outdoor Bullet, 4MP, 4mm, H.265+, Color: 0.0014 lux @(F1.0, AGC ON), 0 lux with LED on; 30fps(2688×1520,2560×1440,1920×1080); VCA functions; 3 streams; 3D DNR; BLC; ICR; 3000K Warm LED; DC12V&PoE; Built-in micro SD/SDHC/SDXC slot | OTBL 4MP 4mm 24Hr*7 color | Released |  | 413 | No | 842571125832 | 5 | 7 | 15 | 7
Performance IP | DS-2CD2T47G1-L 6mm | Outdoor Bullet, 4MP, 6mm, H.265+, Color: 0.0014 lux @(F1.0, AGC ON), 0 lux with LED on; 30fps(2688×1520,2560×1440,1920×1080); VCA functions; 3 streams; 3D DNR; BLC; ICR; 3000K Warm LED; DC12V&PoE; Built-in micro SD/SDHC/SDXC slot | OTBL 4MP 6mm 24Hr*7 color | Released |  | 413 | No | 842571125801 | 4 | 7 | 15 | 7
Performance IP | DS-2CD2T55FWD-I5 4mm | Outdoor Bullet, 5MP, H265+, 4mm, Day/Night, 120dB WDR, EXIR 2.0 (50m), IP67, PoE/12VDC | BLT IP67 5M 4MMWDREXIRPOE/12 | EOL - Preparation | DS-2CD2T65G1-I5 4mm | 391 | No | 842571101829 | 4 | 6 | 15 | 6
Performance IP | DS-2CD2T55FWD-I5 6mm | Outdoor Bullet, 5MP, H265+, 6mm, Day/Night, 120dB WDR, EXIR 2.0 (50m), IP67, PoE/12VDC | BLT IP67 5M6MMWDR EXIRPOE/12 | EOL - Preparation | DS-2CD2T65G1-I5 6mm | 391 | No | 842571101928 | 4 | 6 | 15 | 6
Performance IP | DS-2CD2T55FWD-I5 8mm | Outdoor Bullet, 5MP, H265+, 8mm, Day/Night, 120dB WDR, EXIR 2.0 (50m), IP67, PoE/12VDC | BLT IP67 5M 8MMWDREXIRPOE/12 | EOL - Preparation | DS-2CD2T65G1-I5 6mm | 391 | No | 842571106060 | 3.4 | 6 | 15 | 6
Performance IP | DS-2CD2T65G1-I5 2.8mm | Outdoor Bullet, 6MP, H265+, 2.8mm, DarkFighter, Day/Night, 120dB WDR, EXIR2.0 (50m), IP67, PoE/12VDC | BLT IP67 6MP 2.8MM D/N EXIR | Released |  | 380 | No | 842571121643 | 4 | 6 | 15 | 6
Performance IP | DS-2CD2T65G1-I5 4mm | Outdoor Bullet, 6MP, H265+, 4mm, DarkFighter, Day/Night, 120dB WDR, EXIR2.0 (50m), IP67, PoE/12VDC | BLT IP67 6MP 4MM D/N EXIR | Released |  | 380 | No | 842571121650 | 4 | 6 | 15 | 6
Performance IP | DS-2CD2T65G1-I5 6mm | Outdoor Bullet, 6MP, H265+, 6mm, DarkFighter, Day/Night, 120dB WDR, EXIR2.0 (50m), IP67, PoE/12VDC | BLT IP67 6MP 6MM D/N EXIR | Released |  | 380 | No | 842571121667 | 4 | 6 | 15 | 6
Performance IP | DS-2CD2T85G1-I5 2.8mm | Outdoor Bullet, 8MP, H265+, 2.8mm, DarkFighter, Day/Night, 120dB WDR, EXIR2.0 (50m), IP67, PoE/12VDC | BLT IP67 8MP 2.8MM D/N EXIR | Released |  | 402 | No | 842571121551 | 4 | 2 | 15 | 6
Performance IP | DS-2CD2T85G1-I5 4mm | Outdoor Bullet, 8MP, H265+, 4mm, DarkFighter, Powered by Day/Night, 120dB WDR, EXIR2.0 (50m), IP67, PoE/12VDC | BLT IP67 8MP 4MM D/N EXIR | Released |  | 402 | No | 842571121674 | 4 | 2 | 15 | 6
Performance IP | DS-2CD2T85G1-I5 6mm | Outdoor Bullet, 8MP, H265+, 6mm, DarkFighter, Day/Night, 120dB WDR, EXIR2.0 (50m), IP67, PoE/12VDC | BLT IP67 8MP 6MM D/N EXIR | Released |  | 402 | No | 842571121681 | 4 | 2 | 15 | 6
Smart Pro | DS-2CD4112FWD-IZ | Indoor Dome, 1.3MP/720p, H264, 2.8-12mm, Motorized Zoom/Focus, Day/Night, WDR, IR, Audio, Alarm I/O, PoE/12VDC | DM IN1.3M 2.8-12 MZ DN WDRIR | EOL - Preparation | DS-2CD5126G0-IZS | 672 | No | 816783016929 | 2 | 7 | 10 | 7
Smart Pro | DS-2CD4124F-IZ | Indoor Dome, 2MP, H264, 2.8-12mm, Motorized Zoom/Focus, Day/Night, IR, Audio, Alarm I/O, PoE/12VDC | DM IN 2MP 2.8-12MZ DN IR POE | EOL - Preparation | DS-2CD5126G0-IZS | 715 | No | 816783016936 | 2 | 7 | 10 | 7
Smart Pro | DS-2CD4124FWD-IZ | Indoor Dome, 2MP/1080p, H264, 2.8-12mm, Motorized Zoom/Focus, Day/Night, WDR, IR, Audio, Alarm I/O, PoE+/12VDC | DMIN2MP 2.8-12 MZ DN WDR IR | EOL - Preparation | DS-2CD5126G0-IZS | 759 | No | 816783018497 | 2 | 7 | 10 | 7
Smart Pro | DS-2CD4125FWD-IZ | Indoor Dome, 2MP/1080p, H264, 2.8-12mm, Motorized Zoom/Focus, Day/Night, LightFighter 140dB WDR, IR, Audio, Alarm I/O, PoE+/12VDC | DM IN 2MP 2.8-12 MZ 140DB IR | EOL - Preparation | DS-2CD5126G0-IZS | 759 | No | 813908023619 | 2 | 7 | 10 | 7
Smart Pro | DS-2CD4135FWD-IZ8 | 3MP Indoor Dome, 8-32mm Motorized VF lens, H.264, Triple-Stream, Support SD/SDXC Card up to 128GB, Audio & Alarm I/O, DC12V/PoE, | DM IND 3MP WDR 8-32MM IR | Released | DS-2CD5546G0-IZHS8 | 1063 | No | 813908028973 | 24 | 7 | 10 | 7
Smart Pro | DS-2CD41C5F-IZ | Indoor Dome, 12MP, H264, 2.8-12mm, Motorized Zoom/Focus, Day/Night, IR, Audio, Alarm I/O, PoE/12VDC | DMIK1012MP2.8-12MZIOPOE/12DC | EOL - Preparation | DS-2CD51C5G0-IZS | 1475 | No | 842571100174 | 3 | 7 | 10 | 7
Smart Pro | DS-2CD4232FWD-IZH | Outdoor Bullet, 3MP/1080p, H264, 2.8-12mm, Motorized Zoom/Focus, Day/Night, WDR, IR, IP66, Heater, PoE+/12VDC | BLT 3MP 2.8-12 MZ DN WDR IR | EOL - Preparation | DS-2CD5A46G0-IZHS | 1042 | No | 816783017889 | 4 | 6 | 15 | 6
Smart Pro | DS-2CD4232FWD-IZH8 | Outdoor Bullet, 3MP/1080p, H264, 8-32mm, Motorized Zoom/Focus, Day/Night, WDR, IR, IP66, Heater, PoE+/12VDC | BLT 3MP 8-32 MZ DN WDR IR | EOL - Preparation | DS-2CD5A46G0-IZHS8 | 1085 | No | 816783018510 | 2 | 6 | 16 | 6
Smart Pro | DS-2CD4312FWD-IZHS | Outdoor Dome, 1.3MP/720p, H264, 2.8-12mm, Motorized Zoom/Focus, Day/Night, WDR, IR, Audio, Alarm I/O, IP66, Heater, PoE/24VAC | DMOUT1.3M 2.8-12MZ DN WDR IR | EOL - Preparation | DS-2CD5526G0-IZHS | 889 | No | 816783017872 | 4 | 8 | 10 | 8
Smart Pro | DS-2CD4312FWD-IZHS8 | Outdoor Dome, 1.3MP/720p, H264, 8-32mm, Motorized Zoom/Focus, Day/Night, WDR, IR, Audio, Alarm I/O, IP66, Heater, PoE/24VAC | DM OUT 1.3M 8-32MZ DN WDR IR | EOL - Preparation | DS-2CD5526G0-IZHS8 | 933 | No | 816783018527 | 2 | 8 | 10 | 8
Smart Pro | DS-2CD4324FWD-IZHS | Outdoor Dome, 2MP/1080p, H264, 2.8-12mm, Motorized Zoom/Focus, Day/Night, WDR, IR, Audio, Alarm I/O, IP66, Heater, PoE+/24VAC | DMOUT2MP 2.8-12 MZ DN WDR IR | EOL - Preparation | DS-2CD5526G0-IZHS | 977 | No | 816783018534 | 2 | 8 | 10 | 8
Smart Pro | DS-2CD4324FWD-IZHS8 | Outdoor Dome, 2MP/1080p, H264, 8-32mm, Motorized Zoom/Focus, Day/Night, WDR, IR, Audio, Alarm I/O, IP66, Heater, PoE+/24VAC | DM OUT 2MP 8-32 MZ DN WDR IR | EOL - Preparation | DS-2CD5526G0-IZHS8 | 1020 | No | 816783018541 | 2 | 8 | 10 | 8
Smart Pro | DS-2CD4525FWD-IZH | Outdoor Dome, 2MP/1080p60, H264, 2.8-12mm, Motorized Zoom/Focus, Day/Night, WDR, IR, IP66, Heater, PoE+/24VAC/12VDC | DMOUT 2MP2.8-12 MZ DN WDR IR | EOL - Preparation | DS-2CD5526G0-IZHS | 933 | No | 816783018619 | 4 | 8 | 10 | 9
Smart Pro | DS-2CD4565F-IZH | Outdoor Dome, 6MP, H264, 2.8-12mm, Motorized Zoom/Focus, Day/Night, IR, Audio, Alarm I/O, IP66, Heater, PoE+/24VAC | DM IP66 6MP 2.8-12 DN IR | EOL - Preparation | DS-2CD5565G0-IZHS | 1368 | No | 813908020045 | 4 | 7 | 10 | 9
Smart Pro | DS-2CD4A24FWD-IZH | Outdoor Bullet,2MP/1080p, H264, 20x Zoom Module, 4.7-94mm, Motorized Zoom/Focus, Day/Night, WDR, EXIR up to 50m, IP67, Heater, PoE+/24VAC | BLIP672MP4.7-94MZIOPOE/12DC | Released |  | 976 | No | 813908029413 | 5 | 6 | 15 | 6
Smart Pro | DS-2CD4A25FWD-IZH8 | Outdoor Bullet, 2MP/1080p, H264, 8-32mm, Motorized Zoom/Focus, Day/Night, WDR, EXIR up to 100m, IP67, Heater, PoE+/24VAC | BLT 2M 8-32MZ DN WDR EXIR | EOL - Preparation | DS-2CD5A26G0-IZHS8 | 977 | No | 816783018633 | 4 | 6 | 15 | 6
Smart Pro | DS-2CD4A26FWD-IZH | Outdoor Bullet, DarkFighter, 2MP/1080p, H264, 2.8-12mm, Motorized Zoom/Focus, Day/Night, WDR, EXIR up to 50m, IP67, Heater, PoE+/24VAC | BLT IP67 2M 2.8-12 DN WDR IR | EOL - Preparation | DS-2CD5A26G0-IZHS | 1042 | No | 813908021295 | 1 | 6 | 15 | 6
Smart Pro | DS-2CD4A35FWD-IZH | Outdoor Bullet, 3MP/1080p, H264, 2.8-12mm, Motorized Zoom/Focus, Day/Night, WDR, EXIR up to 50m, IP67, Heater, PoE+/24VAC | BLT IP67 3M 2.8-12 DN WDR IR | EOL - Preparation | DS-2CD5A46G0-IZHS | 1151 | No | 813908021288 | 1 | 6 | 15 | 6
Smart Pro | DS-2CD4A65F-IZH | Outdoor Bullet, 6MP, H264, 2.8-12mm, Motorized Zoom/Focus, Day/Night, WDR, EXIR up to 50m, IP67, Heater, PoE+/24VAC | BLT IP67 6MP 2.8-12 DN IR | EOL - Preparation | DS-2CD5A65G0-IZHS | 1368 | No | 813908020052 | 4 | 6 | 15 | 6
Smart Pro | DS-2CD5026G0-AP | Box Camera, DarkFighter, 2MP, H265+, Day/Night, 140dB WDR, Audio, Alarm I/O, PoE/12VDC/24VAC, P-iris | BX 2MP DN 140DB WDR POE/12DC | Released |  | 580 | No | 842571121117 | 3 | 6 | 12 | 6
Smart Pro | DS-2CD5028G0/E-HI | DarkFighterX Camera, Outdoor Bullet, 2MP/1080p, Dual Sensor, H265+, 5-50mm, Motorized Zoom/Focus, Day/Night, 120dB WDR, IR up to 100m, IP66, Heater, PoE+/24VAC | BL 2MP DFX 5-50mm POE/24VAC | Released |  | 4130 | No | 842571109672 | 15 | 10 | 27 | 9
Smart Pro | DS-2CD5046G0 | Box Camera, DarkFighter, 4MP, H265+, Day/Night, 140dB WDR, Audio, Alarm I/O, PoE/12VDC/24VAC | BX 4MP DN 140DB WDR POE/12DC | Released |  | 739 | No | 842571117745 | 2 | 6 | 12 | 6
Smart Pro | DS-2CD5046G0-AP | Box Camera, DarkFighter, 4MP, H265+, Day/Night, 140dB WDR, Audio, Alarm I/O, PoE/12VDC/24VAC, P-iris | BX 4MP DN 140DB WDR POE/12DC | Released |  | 696 | No | 842571122534 | 3 | 6 | 13 | 6
Smart Pro | DS-2CD5065G0 | Box Camera, DarkFighter, 6MP, H265+, Day/Night, 120dB WDR, Audio, Alarm I/O, PoE/12VDC/24VAC | BX 6MP DN 120DB WDR POE/12DC | EOL - Preparation | DS-2CD5085G0-AP | 811 | No | 842571117752 | 2 | 6 | 12 | 6
Smart Pro | DS-2CD5065G0-AP | Box Camera, DarkFighter, 6MP, H265+, Day/Night, 120dB WDR, Audio, Alarm I/O, PoE/12VDC/24VAC, P-iris | BX 6MP DN 120DB WDR POE/12DC | EOL - Preparation | DS-2CD5085G0-AP | 737 | No | 842571122527 | 3 | 6 | 13 | 6
Smart Pro | DS-2CD5085G0-AP | Box Camera, DarkFighter, 8MP, H265+, Day/Night, 120dB WDR, Audio, Alarm I/O, PoE/12VDC/24VAC, P-iris | BX 8MP DN 120DB WDR POE/12DC | Released |  | 1022 | No | 842571122541 | 3 | 6 | 13 | 6
Smart Pro | DS-2CD50C5G0-AP | Box Camera, DarkFighter, 12MP, H265+, Day/Night, 120dB WDR, Audio, Alarm I/O, PoE/12VDC/24VAC, P-iris | BX12MP DN 120DB WDR POE/12DC | Released |  | 1283 | No | 842571122497 | 3 | 6 | 12 | 6
Smart Pro | DS-2CD5126G0-IZS | Indoor Dome, DarkFighter, 2MP, H265+, 2.8-12mm, Motorized Zoom/Focus, Day/Night, 140dB WDR, EXIR2.0, Audio, Alarm I/O, PoE/12VDC | DM IN 2MP 2.8-12 MZ 140DB IR | Released |  | 602 | No | 842571117783 | 2 | 7 | 10 | 7
Smart Pro | DS-2CD5146G0-IZS | Indoor Dome, DarkFighter, 4MP, H265+, 2.8-12mm, Motorized Zoom/Focus, Day/Night, 140dB WDR, EXIR2.0, Audio, Alarm I/O, PoE/12VDC | DM IN 4MP 2.8-12 MZ 140DB IR | Released |  | 739 | No | 842571117813 | 2 | 7 | 10 | 7
Smart Pro | DS-2CD5165G0-IZS | Indoor Dome, DarkFighter, 6MP, H265+, 2.8-12mm, Motorized Zoom/Focus, Day/Night, 120dB WDR, EXIR2.0, Audio, Alarm I/O, PoE/12VDC | DM IN 6MP 2.8-12 MZ 120DB IR | EOL - Preparation | DS-2CD5185G0-IZS | 761 | No | 842571117820 | 2 | 7 | 10 | 7
Smart Pro | DS-2CD5185G0-IZS | Indoor Dome, DarkFighter, 8MP, H265+, 2.8-12mm, Motorized Zoom/Focus, Day/Night, 120dB WDR, EXIR2.0, Audio, Alarm I/O, PoE/12VDC | DM IN 8MP 2.8-12 MZ 120DB IR | Released |  | 1065 | No | 842571117776 | 2 | 7 | 10 | 7
Smart Pro | DS-2CD51C5G0-IZS | Indoor Dome, 12MP, H265+, 2.8-12mm, Motorized Zoom/Focus, Day/Night, 120dB WDR, EXIR2.0, Audio, Alarm I/O, PoE/12VDC | DMIK1012MP2.8-12MZIOPOE/12DC | Released |  | 1326 | No | 842571122398 | 3 | 7 | 10 | 7
Smart Pro | DS-2CD5526G0-IZHS | Outdoor Dome, DarkFighter, 2MP, H265+, 2.8-12mm, Motorized Zoom/Focus, Day/Night, 140dB WDR, EXIR2.0, Audio, Alarm I/O, Heater, PoE/12VDC | DM OUT2MP2.8-12MZ DN WDR IR | Released |  | 739 | No | 842571117899 | 5 | 8 | 10 | 10
Smart Pro | DS-2CD5526G0-IZHS8 | Outdoor Dome, DarkFighter, 2MP, H265+, 8-32mm, Motorized Zoom/Focus, Day/Night, 140dB WDR, EXIR2.0, Audio, Alarm I/O, Heater, PoE/12VDC | DM OUT 2MP2.8-12MZ DN WDR IR | Released |  | 854 | No | 842571118070 | 5 | 7 | 10 | 10
Smart Pro | DS-2CD5546G0-IZHS | Outdoor Dome, DarkFighter, 4MP, H265+, 2.8-12mm, Motorized Zoom/Focus, Day/Night, 140dB WDR, EXIR2.0, Audio, Alarm I/O, Heater, PoE/12VDC | DM OUT 4MP2.8-12MZ DN WDR IR | Released |  | 957 | No | 842571117844 | 5 | 7 | 10 | 10
Smart Pro | DS-2CD5546G0-IZHS8 | Outdoor Dome, DarkFighter, 4MP, H265+, 8-32mm, Motorized Zoom/Focus, Day/Night, 140dB WDR, EXIR2.0, Audio, Alarm I/O, Heater, PoE/12VDC | DM OUT 4MP8-32MZ DN WDR IR | Released |  | 1087 | No | 842571125481 | 5 | 7 | 10 | 8
Smart Pro | DS-2CD5585G0-IZHS | Outdoor Dome, DarkFighter, 8MP, H265+, 2.8-12mm, Motorized Zoom/Focus, Day/Night, 120dB WDR, EXIR2.0, Audio, Alarm I/O, Heater, PoE/12VDC | DM OUT8MP2.8-12MZ DN WDR | Released |  | 1283 | No | 842571117837 | 5 | 7 | 10 | 8
Smart Pro | DS-2CD5585G0-IZHS8 | Outdoor Dome, DarkFighter, 8MP, H265+, 8-32mm, Motorized Zoom/Focus, Day/Night, 120dB WDR, EXIR2.0, Audio, Alarm I/O, Heater, PoE/12VDC | DM OUT8MP8-32MZ DN WDR | Released |  | 1413 | No | 842571125924 | 5 | 7 | 10 | 8
Smart Pro | DS-2CD55C5G0-IZHS | Outdoor Dome, 12MP, H265+, 2.8-12mm, Motorized Zoom/Focus, Day/Night, 120dB WDR, EXIR2.0, Audio, Alarm I/O, Heater, PoE/12VDC | DMIP6712MP2.8-12MZIOPOE/24AC | Released |  | 1543 | No | 842571122152 | 5 | 7 | 10 | 8
Smart Pro | DS-2CD5A26G0-IZHS | Outdoor Bullet, DarkFighter, 2MP, H265+, 2.8-12mm, Motorized Zoom/Focus, Day/Night, 140dB WDR, EXIR2.0, Alarm I/O, Heater, PoE/12VDC | BLT 2M2.8-12MZ DN WDR EXIR | Released |  | 739 | No | 842571117905 | 7 | 7 | 16 | 8
Smart Pro | DS-2CD5A26G0-IZHS8 | Outdoor Bullet, DarkFighter, 2MP, H265+, 8-32mm, Motorized Zoom/Focus, Day/Night, 120dB WDR, EXIR2.0, Alarm I/O, Heater, PoE/12VDC | BLT 2M 8-32MZ DN WDR EXIR | Released |  | 854 | No | 842571118056 | 7 | 6 | 15 | 6
Smart Pro | DS-2CD5A46G0-IZ/UH | Outdoor Bullet, Ultr-low temperature, DarkFighter, 4MP, H265+, 2.8-12mm, Motorized Zoom/Focus, Day/Night, 120dB WDR, EXIR2.0, Alarm I/O, Heater, 12VDC, -76 °F to 140 °F operating temperature range | BLT 4M 2.8-12mm WDR -76 °F | Released |  | 1522 | No | 842571130874 | 7 | 7 | 17 | 7
Smart Pro | DS-2CD5A46G0-IZHS | Outdoor Bullet, DarkFighter, 4MP, H265+, 2.8-12mm, Motorized Zoom/Focus, Day/Night, 140dB WDR, EXIR2.0, Alarm I/O, Heater, PoE/12VDC | BLT 4M 2.8-12MZ DN WDR EXIR | Released |  | 978 | No | 842571117875 | 6 | 7 | 16 | 7
Smart Pro | DS-2CD5A46G0-IZHS8 | Outdoor Bullet, DarkFighter, 4MP, H265+, 8~32mm, Motorized Zoom/Focus, Day/Night, 140dB WDR, EXIR2.0, Alarm I/O, Heater, PoE/12VDC | BLT 4M 8~32mZ DN WDR EXIR | Released |  | 1109 | No | 842571125993 | 7 | 7 | 16 | 8
Smart Pro | DS-2CD5A65G0-IZHS | Outdoor Bullet, DarkFighter, 6MP, H265+, 2.8-12mm, Motorized Zoom/Focus, Day/Night, 120dB WDR, EXIR2.0, Alarm I/O, Heater, PoE/12VDC | BLT 6M 2.8-12MZ DN WDR EXIR | EOL - Preparation | DS-2CD5A85G0-IZHS | 1065 | No | 842571117868 | 6 | 7 | 16 | 7
Smart Pro | DS-2CD5A85G0-IZHS | Outdoor Bullet, DarkFighter, 8MP, H265+, 2.8-12mm, Motorized Zoom/Focus, Day/Night, 120dB WDR, EXIR2.0, Alarm I/O, Heater, PoE/12VDC | BLT 8M 2.8-12MZ DN WDR EXIR | Released |  | 1304 | No | 842571117882 | 7 | 7 | 16 | 8
Smart Pro | DS-2CD5A85G0-IZHS8 | Outdoor Bullet, DarkFighter, 8MP, H265+, 8-32mm, Motorized Zoom/Focus, Day/Night, 120dB WDR, EXIR2.0, Alarm I/O, Heater, PoE/12VDC | BLT 8M 8-32MZ DN WDR EXIR | Released |  | 1435 | No | 842571126839 | 7 | 7 | 16 | 8
Smart Pro | DS-2CD5AC5G0-IZHS | Outdoor Bullet, 12MP, H265+, 2.8-12mm, Motorized Zoom/Focus, Day/Night, 120dB WDR, EXIR2.0, Alarm I/O, Heater, PoE/12VDC | BLIP6712MP2.8-12MZIOPOE/12DC | Released |  | 1565 | No | 842571122381 | 7 | 7 | 16 | 7
Smart Pro | DS-2CD6026FHWD-A | Box Camera, DarkFighter, 2MP/1080p, H264, Day/Night, WDR, PoE/12VDC with no lens | BX 2MP DN 120DB WDR POE/12DC | EOL - Preparation | DS-2CD5026G0-AP | 803 | No | 813908024340 | 3 | 6 | 12 | 6
Smart Pro | DS-2CD6026FHWD-A11 | Box Camera, Super Low Light, 2MP/1080p, H264, Day/Night, WDR, PoE/12VDC with 11-40mm lens | BX 2MP DN WDR 11-40MM POE/12 | EOL - Preparation | DS-2CD5026G0-AP | 1200 | No | 813908026405 | 2 | 6 | 12 | 6
Smart Pro | DS-2CD6026FHWD-A3 | Box Camera, Super Low Light, 2MP/1080p, H264, Day/Night, WDR, PoE/12VDC with 3.8-16mm lens | BX2MP DN WDR3.8-16MM POE/12 | EOL - Preparation | DS-2CD5026G0-AP | 1135 | No | 813908026382 | 2 | 6 | 12 | 5
Smart Pro | DS-2CD6026FHWD-A7 | Box Camera, DarkFighter, 2MP/1080p, H264, Day/Night, WDR, PoE/12VDC with 7-33mm lens | BX2MP120DB WDR7-33MM POE/12 | EOL - Preparation | DS-2CD5026G0-AP | 1555 | No | 813908026399 | 2 | 6 | 12 | 6
Smart Pro | DS-2CD6412FWD-C2 | Covert Camera, Base unit, Dual Input H264, Alarm I/O, Audio I/O, PoE/12VDC | COVERT BASE UNIT DUAL INPUT | Released |  | 396 | No | 816783019333 | 1 | 2 | 9 | 5
Smart Pro | DS-2CD6412FWD-L10 | Covert Camera Module, 1.3MP/720p, H264, 3.7mm, Elec. Day/Night, WDR, 8M Cord, Round Head | COVERT 1.3M WDR 3.7MM ROUND | Released |  | 163 | No | 816783019340 | 1 | 4 | 9 | 6
Smart Pro | DS-2CD6412FWD-L20 | Covert Camera Module, 1.3MP/720p, H264, 3.7mm, Elec. Day/Night, WDR, 8M Cord, Flat Head | COVERT 1.3M WDR 3.7MM FLAT | Released |  | 163 | No | 816783019357 | 1 | 4 | 9 | 6
Smart Pro | DS-2CD6412FWD-L30 2.8mm | Covert Camera Module,1.3MP/720p, H264, 2.8mm, Elec. Day/Night, WDR, 8M Cord, Tubular Head | COVERT 1.3M WDR 2.8MM TUBE | Released |  | 163 | No | 816783019364 | 1 | 4 | 9 | 6
Smart Pro | DS-2CD6412FWD-L30 4mm | Covert Camera Module,1.3MP/720p, H264, 4mm, Elec. Day/Night, WDR, 8M Cord, Tubular Head | COVERT 1.3M WDR 4MM TUBE | Released |  | 163 | No | 816783019371 | 1 | 4 | 9 | 6
Smart Pro | DS-2CD6424FWD-10 | Covert Camera, Base + Module, 2MP, H264, 3.7mm, Alarm/Audio I/O, WDR, Cylindrical head, UsD, PoE/12VDC | CV 2MP 3.7mm IO POE/12DC | Released |  | 652 | No | 813908025903 | 2 | 5 | 10 | 7
Smart Pro | DS-2CD6424FWD-20 | Covert Camera, Base + Module, 2MP, H264, 3.7mm, Alarm/Audio I/O, WDR, L shape head, UsD, PoE/12VDC | CV 2MP 3.7mm IO POE/12DC | Released |  | 652 | No | 813908029444 | 2 | 5 | 10 | 7
Smart Pro | DS-2CD6424FWD-20/E | Height Strip Covert Camera with Base unit, Dual Input H264, Alarm I/O, Audio I/O, PoE/12VDC | CV HS 1.3MP 3.7mm IO POE/12DC | Released |  | 826 | No | 842571100914 | 4 | 5 | 38 | 6
Smart Pro | DS-2CD6424FWD-30 | Covert Camera, Base + Module, 2MP, H264, 2.8mm, Alarm/Audio I/O, WDR, Tube head, UsD, PoE/12VDC | CV 2MP 2.8mm IO POE/12DC | Released |  | 652 | No | 842571100334 | 2 | 5 | 10 | 6
Smart Pro | DS-2CD6424FWD-40/E1 2.8mm | Covert Camera, Base + Module, 2MP, H264, 2.8mm, Alarm/Audio I/O, WDR, Ball head Turret, UsD, PoE/12VDC | CV 2MP 2.8mm IO POE/12DC | Released |  | 652 | No | 842571100372 | 2 | 5 | 10 | 6
Smart Pro | DS-2CD6424FWD-40/E2 2.8mm | Covert Camera, Base + Module, 2MP, H264, 2.8mm, Alarm/Audio I/O, WDR, Ball head, UsD, PoE/12VDC | CV 2MP 2.8mm IO POE/12DC | Released |  | 652 | No | 842571100440 | 2 | 5 | 10 | 6
Smart Pro | DS-2CD6424FWD-40/E2 4mm | Covert Camera, Base + Module, 2MP, H264, 4mm, Alarm/Audio I/O, WDR, Ball head, UsD, PoE/12VDC | CV 2MP 2.8mm IO POE/12DC | Released |  | 652 | No | 842571100211 | 3 | 5 | 10 | 6
Smart Pro | DS-2CD6626B/E-HIR5 | Outdoor bullet, 316L Stainless Steel, 2MP w/3.8-16mm lens, 50m IR, IP67, NEMA 4X, 24VAC, 60W | SS Bullet2MP 3.6-16mm 24V60W | Released |  | 2824 | No | 842571103236 | 24 | 13 | 24 | 11
Smart Pro | DS-2CD6626B/E-HIRA | Outdoor bullet, 316L Stainless Steel, 2MP w/11-40mm lens, 100m IR, IP67, NEMA 4X, 24VAC, 60W | SS Bullet2MP 11-40mm24V60W | Released |  | 2976 | No | 842571103243 | 24 | 13 | 24 | 11
Smart Pro | DS-2CD6626B-IZHRS 2.8-12mm | Outdoor bullet, 316L stainless steel, 2MP, 2.8-12mm lens, wiper, IP67, NEMA 4X, 24VAC, 12VDC, PoE, 13W | SS BL 2MP 2.8-12mm 12/24/PoE | Released |  | 2976 | No | 842571118513 | 24 | 14 | 24 | 11
Smart Pro | DS-2CD6626B-IZHRS8 8-32mm | Outdoor bullet, 316L stainless steel, 2MP, 8-32mm lens, wiper, IP67, NEMA 4X, 24VAC, 12VDC, PoE, 13W | SS BT 2MP8-32mm12/24/PoE | Released |  | 3175 | No | 842571118490 | 24 | 13 | 20 | 11
Smart Pro | DS-2CD6626BS-R 16mm | Outdoor bullet, 316L stainless steel, 2MP w/16mm lens, wiper, IP67, NEMA 4X, 24VAC, 12VDC, PoE, 13W | SS Bullet 2MP16mm12/24/PoE | Released |  | 2389 | No | 842571103229 | 24 | 13 | 20 | 11
Smart Pro | DS-2CD6626DS-IZHS | Outdoor Dome, 2MP, 2.8-12mm, DarkFighter, Stainless Steel Anti-Corrosion, IP67 | DMSS IP67 2MP2.8-12DF IR HTR | Released |  | 2607 | No | 813908027211 | 4 | 9 | 10 | 8
Smart Pro | DS-2CD6W32FWD-IVS | Indoor/Outdoor Ultra Wide Angle, 2mm, 3MP, Day/Night, 15m IR, BLC/ROI, Built in Mic/Spkr, IP66/IK10, 45° mount incl., PoE/12VDC | PANO 2mm3MP DN IR IP66POE/12 | Released |  | 867 | No | 813908027570 | 2 | 8 | 9 | 9
Smart Pro | DS-2CD6W32FWD-IVSC | Indoor/Outdoor Corner Mount, Ultra Wide Angle, 2mm, 3MP, Day/Night, 15m IR, BLC/ROI, Built in Mic/Spkr, IP66/IK10, PoE/12VDC | PANO Cr 2mm 3MP IR IP66 POE/12 | Released |  | 867 | No | 842571112696 | 4 | 8 | 9 | 9
Smart Pro | DS-2CD6W32FWD-IVSD | Detention Grade Wide Panorama 3MP Corner Mount, 2mm (H-135°xV-98°), Day/Night, 15m 940nm IR, Alarm I/O, Line In/Out, IP66/IK10, PoE/12VDC, 12W | PANO D 2mm 3MP IR IP66 POE/12 | Released |  | 1085 | No | 842571112320 | 4 | 8 | 9 | 9
Smart Pro | DS-2DT6223-AELY | Outdoor PTZ, 2.0M/1080p, Stainless Steel, DarkFighter, H264, 23X Optical Zoom, Day/Night, 120dB WDR, Smart Tracking, IP66, Heater, HiPoE/24VAC (Includes HiPoE Injector) | PTZ OUT SS 2MP 23X WDR HiPoE | Released |  | 5433 | No | 813908024302 | 25 | 23 | 13 | 14
Smart Pro | DS-2XC6122FWD-IS 2.8mm | Outdoor mini dome, 316L Stainless steel, 2MP, 2.8mm fixed lens, 10m IR, IP67, NEMA 4X, 12VDC, PoE, 5W | DMSS 2MP 2.8mm 10mIR 12V PoE | Released |  | 2172 | No | 842571101522 | 5 | 6 | 10 | 7
Smart Pro | DS-2XC6122FWD-IS 4mm | Outdoor mini dome, 316L Stainless steel, 2MP, 4mm fixed lens, 10m IR, IP67, NEMA 4X, 12VDC, PoE, 5W | DMSS 2MP 4mm 10mIR 12V PoE | Released |  | 2172 | No | 842571101539 | 5 | 6 | 10 | 7
Smart Pro | DS-2XC6122FWD-IS 6mm | Outdoor mini dome, 316L Stainless steel, 2MP, 6mm fixed lens, 10m IR, IP67, NEMA 4X, 12VDC, PoE, 5W | DMSS 2MP 6mm 10mIR 12V PoE | Released |  | 2172 | No | 842571101546 | 5 | 6 | 10 | 7
Smart Pro | DS-2XC6142FWD-IS 4mm | Outdoor mini dome, 316L Stainless steel, 4MP, 4mm fixed lens, 10m IR, IP67, NEMA 4X, 12VDC, PoE, 5W | DMSS 4MP 4mm 10mIR 12V PoE | Released |  | 2606 | No | 842571115994 | 5 | 6 | 11 | 7
Smart Pro | DS-2XC6142FWD-IS 6mm | Outdoor mini dome, 316L Stainless steel, 4MP, 6mm fixed lens, 10m IR, IP67, NEMA 4X, 12VDC, PoE, 5W | DMSS 4MP 6mm 10mIR 12V PoE | Released |  | 2606 | No | 842571115895 | 5 | 6 | 11 | 7
Smart Pro PTZ | DS-2DF5232X-AE3 | Indoor PTZ Dome, 2MP, 32x Optical Zoom, H.265+, Smart Detection, 120dB WDR, EIS, Defog, Hi-PoE/24VAC, 60W | PTZ O 2MP 32X H265+ PoE+/24V | Released |  | 2217 | No | 842571108545 | 15 | 19 | 13 | 13
Smart Pro PTZ | DS-2DF5232X-AEL | Outdoor PTZ Dome, 2MP, 32x Optical Zoom, H.265+, Smart Detection, 120dB WDR, EIS, Defog, IP66, Hi-PoE/24VAC, 60W | PTZ O 2MP 32X H265+ PoE+/24V | Released |  | 2348 | No | 842571110036 | 13 | 19 | 13 | 13
Smart Pro PTZ | DS-2DF5276-AE3 | Indoor PTZ, Surface/Recessed Ceiling, 1.3M/720P, H264, 30X Optical Zoom, Day/Night, Smart Tracking, HiPoE/24VAC | PTZ IN SURFREC1.3 30X SMART | EOL - Preparation | DS-2DF5232X-AE3 | 1824 | No | 816783016134 | 13 | 19 | 12 | 12
Smart Pro PTZ | DS-2DF5286-AE3 | Indoor PTZ, Surface /Recessed Ceiling, 2M/1080P, H264, 30X Optical Zoom, Day/Night, Smart Tracking, HiPoE/24VAC | PTZINSURF REC 2MP 30X SMART | EOL - Preparation | DS-2DF5232X-AE3 | 2259 | No | 816783016158 | 13 | 19 | 12 | 12
Smart Pro PTZ | DS-2DF5286-AEL | Outdoor PTZ, 2.0M/1080P, H264, 30X Optical Zoom, Day/Night, Smart Tracking, IP66, Heater, PoE+/24VAC | PTZ IP66 2MP 30X DN SMART | EOL - Preparation | DS-2DF5232X-AEL | 2390 | No | 816783016165 | 13 | 19 | 12 | 12
Smart Pro PTZ | DS-2DF6225X-AEL | Outdoor PTZ Dome, 2MP, Darkfighter, 25x Optical Zoom, H.265+, Smart Detection, 150m IR, 120dB WDR, EIS, Defog, IP67/IK10, Hi-PoE/24VAC, 60W | PTZ O 2MP 25X H265+ PoE+/24V | EOL - Preparation | DS-2DF5232X-AEL | 2389 | No | 842571109450 | 21 | 20 | 13 | 13
Smart Pro PTZ | DS-2DF6236-AEL | Outdoor PTZ, 2.0M/1080p, DarkFighter, H264, 36X Optical Zoom, Day/Night, 120dB WDR, Smart Tracking, IP66, Heater, HiPoE/24VAC (Includes HiPoE Injector) | PTZ O 2MP36X 120DB WDR HiPoE | EOL - Preparation | DS-2DF6A236X-AEL | 2825 | No | 813908024364 | 16 | 20 | 13 | 13
Smart Pro PTZ | DS-2DF6236V-AEL | Outdoor PTZ, 2MP/1080p30, H264, 36X Optical Zoom, Day/Night, Smart Tracking, IP66, Heater, PoE+/24VAC | 2MP PTZ O 36X DN HiPoE | EOL - Preparation | DS-2DF6236-AEL | 2825 | No | 813908020069 | 13 | 20 | 13 | 13
Smart Pro PTZ | DS-2DF6A236X-AEL | Outdoor PTZ Dome, 2MP, Darkfighter, 36x Optical Zoom, H.265+, Smart Detection, 120dB WDR, Defog, IP67/IK10, Hi-PoE/24VAC, 60W | PTZOUT 2M36X H265+ Hi-PoE24V | Released |  | 3000 | No | 842571117288 | 19 | 20 | 13 | 13
Smart Pro PTZ | DS-2DF6A436X-AEL | Outdoor PTZ Dome, 4MP, Darkfighter, 36x Optical Zoom, H.265+, Smart Detection, 120dB WDR, Defog, IP67/IK10, Hi-PoE/24VAC, 60W | PTZ 8MP DF 36x DF IP67 24V | Released |  | 3500 | No | 842571117264 | 22 | 20 | 13 | 13
Smart Pro PTZ | DS-2DF6A836X-AEL | Outdoor PTZ Dome, 8MP, Darkfighter, 36x Optical Zoom, H.265+, Smart Detection, 120dB WDR, Defog, IP67/IK10, Hi-PoE/24VAC, 60W | PTZ 8MP DF 36x DF IP67 24V | Released |  | 4783 | No | 842571117226 | 19 | 20 | 13 | 13
Smart Pro PTZ | DS-2DF7232IX-AELW | Outdoor PTZ Dome, 2MP, 32x Optical Zoom, H.265+, Smart Detection, 150m IR, Wiper, 120dB WDR, EIS, Defog, IP66, Hi-PoE/24VAC, 60W | PTZ OUT 2MP32X H265+PoE+/24V | Released |  | 2826 | No | 842571110098 | 18 | 21 | 13 | 13
Smart Pro PTZ | DS-2DF8225IH-AELW | Outdoor PTZ Dome, 2MP, DarkfighterX, 25x Optical Zoom, 200m IR, Wiper, Smart Detection, Smart Tracking, DWDR, Rapid Focus, IP66, Hi-PoE-50W/24VAC-68W | PTZ O 2MP DFX 25X H265+ PoE+ | Released |  | 4283 | No | 842571110081 | 26 | 27 | 13 | 13
Smart Pro PTZ | DS-2DF8236I5W-AELW | Outdoor PTZ Dome, 2MP, 36X lens, Smart Suite Analytics, 500m Laser IR, IP66/IK10, PoE/24VAC, 60W | PTZOUT2MP 36X 500mIR 24V/PoE | EOL - Preparation | DS-2DF8236I5X-AELW | 4998 | No | 842571100648 | 25 | 23 | 13 | 13
Smart Pro PTZ | DS-2DF8236I5X-AELW | Outdoor PTZ Dome, 2MP, 36X lens, Smart Suite Analytics, 500m Laser IR, IP66/IK10, PoE/24VAC, 60W | PTZ O 2MP 36X 500mIR 24V/PoE | Released |  | 5413 | No | 842571111033 | 25 | 13 | 23 | 13
Smart Pro PTZ | DS-2DF8236I-AEL | Outdoor PTZ, 2.0M/1080p, DarkFighter, H264, 36X Optical Zoom, Day/Night, 120dB WDR, Smart Tracking, Integrated IR to 200m, IP66, Heater, HiPoE/24VAC (Includes HiPoE Injector) | PTZ O 2MP36X 120DB IR HiPoE | EOL - Preparation | DS-2DF8236IX-AELW | 3260 | No | 813908023176 | 25 | 23 | 13 | 13
Smart Pro PTZ | DS-2DF8236IX-AELW | Outdoor PTZ Dome, 2MP, Darkfighter, 36x Optical Zoom, 200m IR, Wiper, Smart Detection, 120dB WDR, EIS, Defog, IP66, Hi-PoE/24VAC, 60W | PTZ O 2MP DF 36X H265+ PoE+ | Released |  | 3261 | No | 842571109658 | 23 | 23 | 13 | 13
Smart Pro PTZ | DS-2DF8250I5X-AELW | Outdoor PTZ Dome, 2MP, 50x Optical Zoom, Optical Image Stabilization, 500m IR, Wiper, Smart Detection, 120dB WDR, Defog, IP66, Hi-PoE/24VAC, 60W | PTZ O 2MP 50X OIS H265+ PoE+ | Released |  | 5435 | No | 842571110074 | 24 | 23 | 13 | 13
Smart Pro PTZ | DS-2DF8336IV-AEL | Outdoor PTZ, 3.0M, 20fps H264, 30X Optical Zoom, Day/Night, Smart Tracking, Integrated IR to 200m, IP66, Heater, PoE+/HiPoE/24VAC | 3MP PTZ O 36X DN IR HiPoE | EOL - Preparation | DS-2DF8436IX-AELW | 4346 | No | 813908020816 | 22 | 23 | 13 | 13
Smart Pro PTZ | DS-2DF8436I5X-AELW | Outdoor PTZ Dome, 4MP, 36x Optical Zoom, 500m Laser IR, Wiper, Smart Detection, EIS, Defog, IP66, Hi-PoE/24VAC, 60W | PTZ OUT2MP36X 500mIR 24V/PoE | Released |  | 5652 | No | 842571117295 | 24 | 23 | 13 | 13
Smart Pro PTZ | DS-2DF8436IX-AELW | Outdoor PTZ Dome, 4MP, Darkfighter, 36x Optical Zoom, 200m IR, Wiper, Smart Detection, EIS, Defog, IP66, Hi-PoE/24VAC, 60W | PTZ O 4MP DF 36X H265+ PoE+ | Released |  | 4054 | No | 842571111880 | 22 | 23 | 13 | 13
Smart Pro PTZ | DS-2DF8836I5X-AELW | Outdoor Darkfighter PTZ Dome, 4K, 36X Optical Zoom, Rapid Focus, 500m Laser IR, Smart Detection, Smart Tracking, H.265+, IP66, PoE+ 50W/24VAC 60W | PTZ O 4K DF 36X 500MIR PoE+ | Released |  | 7172 | No | 842571108491 | 25 | 23 | 13 | 13
Smart Pro PTZ | DS-2DF8836IX-AELW | Outdoor Darkfighter PTZ Dome, 4K, 36x Optical Zoom, Rapid Focus, 200m IR, Wiper, Smart Detection, Smart Tracking, H.265+, IP66, PoE+ 50W/24VAC 60W | PTZ OUT 4K DF 36X H265+ PoE+ | Released |  | 5433 | No | 842571110067 | 26 | 23 | 13 | 13
Smart Pro PTZ | DS-2DY3220IW-DE | Outdoor Upright Wall Mount PTZ, 2MP, 20x lens, 100m IR, PTZ Suite Analytics, IP66, PoE+/12VDC, 19W | UPTZ 2MP 20x WM 100mIR 12V/PoE | Released |  | 1302 | No | 842571103984 | 12 | 9 | 15 | 12
Smart Pro PTZ | DS-2DY3220IW-DE4 | Outdoor Upright Pedestal Mount PTZ, 2MP, 20x lens, 100m IR, PTZ Suite Analytics, IP66, PoE+/12VDC, 19W | UPTZ2MP 20x PM100mIR 12V/PoE | Released |  | 1302 | No | 842571103991 | 11 | 9 | 15 | 12
Smart Pro PTZ | DS-2DY5223IW-AE | Outdoor Compact Upright PTZ , 2MP, DarkFighter, 23x OpticaL Zoom, 150m IR, IP66, HiPoE/24VAC, 45W | UPTZ 2MP DF 23x DN 150mIR 24V | Released |  | 3150 | No | 813908027624 | 20 | 12 | 16 | 15
Smart Pro PTZ | DS-2DY9188-A | Outdoor Upright PTZ , 2MP, DarkFighter, 36x OpticaL Zoom, IP66, 24VAC, 60W | UPTZ 2MP DF 36x DN IP66 24V/60 | Released |  | 5215 | No | 813908027631 | 43 | 9 | 24 | 24
Smart Pro PTZ | DS-2DY9188-AI2 | Outdoor Upright PTZ , 2MP, DarkFighter, 36x OpticaL Zoom, 200m IR, IP66, 24VAC, 60W | UPTZ 2MP DF 36x DN 200mIR 24V | Released |  | 6085 | No | 813908027648 | 37 | 9 | 24 | 24
Smart Pro PTZ | DS-2DY9236I8X-A | Outdoor Upright PTZ, 2MP Darkfighter, 36x OpticaL Zoom, 800m Laser IR, Smart Suite Analytics, H.265+, IP66, 24VAC, 110W | UPTZ 2MP DF 36x 800mIR 24V | Released |  | 7607 | No | 842571117530 | 46 | 14 | 25 | 24
Smart Pro PTZ | DS-2DY9236X-A | Outdoor Upright PTZ, 2MP Darkfighter, 36x OpticaL Zoom, Smart Suite Analytics, H.265+, IP66, 24VAC, 70W | UPTZ 2MP DF 36x DF IP66 24V | Released |  | 5652 | No | 842571117509 | 31 | 9 | 24 | 24
Smart Pro PTZ | DS-2DY9250IAX-A | Outdoor Upright PTZ , 2MP, 50x OpticaL Zoom, Optical Image Stabilization, 1000m Laser IR, H.265+, IP66, 24VAC, 110W | UPTZ 2MP 50x OIS 1000mIR 24V | Released |  | 12609 | No | 842571110111 | 36 | 14 | 25 | 24
Smart Pro PTZ | DS-2DY9250X-A | Outdoor Upright PTZ , 2MP, 50x OpticaL Zoom, Optical Image Stabilization, H.265+, IP66, 24VAC, 70W | UPTZ2MP 50x OIS DN H265+ 24V | Released |  | 6957 | No | 842571110104 | 37 | 9 | 24 | 24
Smart Pro-Fisheye | DS-2CD6332FWD-I | Panaramic 180/360 degree, Indoor, 3MP, True WDR, Day/Night, IR, PoE/12VDC | FISHEYE IND3MP WDR IO POE/12 | Released | DS-2CD6365G0E-IS 1.27mm | 672 | No | 816783017261 | 2 | 5 | 10 | 9
Smart Pro-Fisheye | DS-2CD6332FWD-IS | Panaramic 180/360 degree, Indoor, 3MP, True WDR, Day/Night, IR,Audio/Alarm I/O PoE/12VDC | FISHEYE IND3MP WDR I/O POE12 | Released | DS-2CD6365G0E-IS 1.27mm | 715 | No | 816783017247 | 3 | 6 | 11 | 10
Smart Pro-Fisheye | DS-2CD6332FWD-IV | Panaramic 180/360 degree, Outdoor, 3MP, True WDR, Day/Night, IR, PoE/12VDC | FISHEYE IP66 3MP WDR POE/12 | Released | DS-2CD6365G0E-IVS 1.27mm | 737 | No | 816783018091 | 2 | 5 | 10 | 9
Smart Pro-Fisheye | DS-2CD6362F-I | Panaramic 180/360 degree, Indoor, 6MP, Day/Night, IR, PoE/12VDC | FISH IND 6MP DN IO POE/12DC | EOL - Preparation | DS-2CD6365G0E-IS 1.27mm | 824 | No | 816783017254 | 2 | 5 | 10 | 9
Smart Pro-Fisheye | DS-2CD6362F-IVS | Panaramic 180/360 degree, Outdoor, 6MP, Day/Night, IR, Audio, Alarm I/O, IP66, PoE/12VDC | FISH OUT 6MP DN IO POE/12DC | EOL - Preparation | DS-2CD6365G0E-IVS 1.27mm | 933 | No | 813908024548 | 2 | 5 | 10 | 9
Smart Pro-Fisheye | DS-2CD6365G0E-IS 1.27mm | 6MP indoor Fisheye camera, 1.27mm/F2.6 lens, 360 Panoramic view, H.265+, 12VDC/PoE, 15m IR, Audio/Alarm I/O, heater | FISHEYE IND 6MP IO POE/12DC | Released |  | 867 | No | 842571129892 | 4 | 5 | 5 | 9
Smart Pro-Fisheye | DS-2CD6365G0E-IVS 1.27mm | 6MP Outdoor Fisheye camera, 1.27mm/F2.6 lens, 360 Panoramic view, H.265+, 12VDC/PoE, 15m IR, Audio/Alarm I/O, IP67 and IK10, heater | FISHEYE OUT 6MP, heater | Released |  | 933 | No | 842571129908 | 3 | 5 | 5 | 9
Smart Pro-Fisheye | DS-2CD6365G0E-S/RC 1.27mm | 6MP indoor Fisheye camera, 1.27mm/F2.6 lens, 360 Panoramic view, H.265+, 12VDC/PoE, 15m IR, Audi/Alarm I/O, in-Ceiling Mounting | 6MP Fish, H265+,in-ceil | Released |  | 780 | No | 842571129878 | 3 | 4 | 11 | 8
Smart Pro-Fisheye | DS-2CD63C2F-IV | Panaramic 180/360 degree, Outoor, 12MP, Day/Night, IR, PoE/12VDC | FISHEYE OUT 12MP DN POE/12DC | EOL - Preparation | DS-2CD63C5G0E-IVS 2mm | 1215 | No | 813908025422 | 2 | 5 | 10 | 9
Smart Pro-Fisheye | DS-2CD63C5G0E-IS 2mm | 12MP indoor Fisheye camera, 2mm/F2.8 lens, 360 Panoramic view, H.265+, 12VDC/PoE, 15m IR, Audio/Alarm I/O, heater | 12MP indoor, Fisheye camera | Released |  | 1215 | No | 842571129915 | 3 | 5 | 5 | 9
Smart Pro-Fisheye | DS-2CD63C5G0E-IVS 2mm | 12MP outdoor Fisheye camera, 2mm/F2.8 lens, 360 Panoramic view, H.265+, 12VDC/PoE, 15m IR, Audi/Alarm I/O, IP67 and IK10, heater | 12MP outdoor Fisheye, heater | Released |  | 1280 | No | 842571129922 | 3 | 5 | 5 | 9
Smart Pro-Fisheye | DS-2CD63C5G0E-S/RC 2mm | 12MP indoor Fisheye camera, 2mm/F2.6 lens, 360 Panoramic view, H.265+, 12VDC/PoE, 15m IR, Audi/Alarm I/O, in-Ceiling Mounting | 12MP Fish, H265+,in-ceil | Released |  | 1150 | No | 842571129885 | 3 | 4 | 11 | 8
Smart Pro-Fisheye | DS-2CD63C5G0-IS 1.29mm | 12MP indoor Fisheye camera, 1.29mm/F2.2 immervision lens, 360 Panoramic view, H.265+, 12VDC/PoE, 15m IR, Audi/Alarm I/O, heater, heatmap | 12MP,InD,Fish,heatmap,immer | Released |  | 1339 | No | 842571129861 | 3 | 5 | 5 | 9
Smart Pro-Fisheye | DS-2CD63C5G0-IVS 1.29mm | 12MP outdoor Fisheye camera, 1.29mm/F2.2 Immervision lens, 360 Panoramic view, H.265+, 12VDC/PoE, 15m IR, Audi/Alarm I/O, IP67 and IK10, heater, heatmap | 12MP,Out,Fish,heatmap,immer | Released |  | 1411 | No | 842571129854 | 3 | 5 | 5 | 9
Storage | DS-UTF32GI-H1 | uSD Card, 32GB | uSD Card, 32GB | EOL - Preparation |  | 65 | No | 813908025934 | 1 | 1 | 5 | 4
Storage | HS-SSD-V210/960G | Surveillance Grade SSD 960GB | 960GB SSD | Released |  | 1413 | No | 842571111835 | 2 | 2 | 4 | 4
Storage | HS-TF-H1I/128G | uSD Card, 128GB | uSD Card, 128GB | Released |  | 248 | No | 842571110258 | 1 | 1 | 4 | 6
Storage | HS-TF-H1I/32G | uSD Card, 32GB | uSD Card, 32GB | Released |  | 65 | No | 842571105346 | 0.03 | 0.2 | 4 | 5
Storage | HS-TF-H1I/64G | uSD Card, 64GB | uSD Card, 64GB | Released |  | 109 | No | 842571105353 | 0.04 | 0.2 | 4 | 5
Switch | DS-3E0105P-E | L2, Unmanaged, 4 100M PoE port, 1 100M uplink port, 802.3af/at, PoE power budget 58W | Switch, Unmanaged,4 Port,PoE | EOL - Preparation | DS-3E0105P-E2 | 63 | No | 813908029512 | 2 | 3 | 9 | 6
Switch | DS-3E0109P-E/M | L2, Unmanaged, 8 100M PoE port, 1 100M uplink port, 802.3af/at, PoE power budget 58W,250m; | 8 100M PoE power budget 58W | EOL - Preparation | DS-3E0109P-E2 | 198 | No | 842571116403 | 2 | 3 | 9 | 5
Switch | DS-3E0318P-E | L2, Unmanaged, 16 100M PoE port, 2 1000M combo port, 802.3af/at, PoE power budget 230W | Switch Unmanaged,16Port, PoE | EOL - Preparation | DS-3E0318P-E2 | 398 | No | 813908029536 | 11 | 3 | 21 | 16
Switch | DS-3E0318P-E/M | L2, Unmanaged, 16 100M PoE port, 1 1000M RJ45, 1 1000M SFP, 802.3af/at, PoE power budget 135W, "Extend" Mode: Port 9-16, max. 250m long distance transmission | L2 16 port fast switch 135w | EOL - Preparation | DS-3E0318P-E2 | 407 | No | 842571116410 | 5 | 4 | 15 | 11
Switch | DS-3E0326P-E | L2, Unmanaged, 24 100M PoE port, 2 1000M combo port, 802.3af/at, PoE power budget 370W | Switch,Unmanaged,24 Port PoE | EOL - Preparation | DS-3E0326P-E2 | 670 | No | 813908029543 | 13 | 3 | 21 | 16
Switch | DS-3E0326P-E/M | L2, Unmanaged, 24 100M PoE port, 1 1000M RJ45, 1 1000M SFP, 802.3af/at, PoE power budget 225W,"Extend" Mode: Port 17-24 250m | L2 24 port fast switch 225w | EOL - Preparation | DS-3E0326P-E2 | 593 | No | 842571116427 | 6 | 4 | 16 | 12
Switch | DS-3E0505P-E | L2, Unmanaged, 4 Gigabit POE ports, 1 Gigabit RJ45 uplink port, 802.3af/at, PoE power budget 60w | Unmanaged,4Gigabit PoE ports | Released |  | 113 | No | 842571126525 | 2 | 4 | 8 | 5
Switch | DS-3E0508-E | 8 port, 10/100/1000Mbps per port, Non POE, unmanaged switch. | 8ch, Gb per ch, NonPOE switch | Released |  | 83 | No | 842571111484 | 1 | 2 | 12 | 8
Switch | DS-3E0510P-E | L2, Unmanaged, 8 Gigabit POE ports, 1 Gigabit RJ45 uplink port, 1 Gigabit SFP uplink port, 802.3af/at, PoE power budget 110w | Unmanaged,8Gigabit PoE ports | Released |  | 211 | No | 842571126532 | 3 | 4 | 11 | 6
Switch | DS-3E0516-E | 16 port, 10/100/1000Mbps per port, Non POE, unmanaged switch. | 16ch, Gb per ch, NonPOE switch | Released |  | 183 | No | 842571111491 | 7 | 3 | 21 | 11
Switch | DS-3E0518P-E | L2, Unmanaged, 16 Gigabit POE ports, 1 Gigabit RJ45 uplink port, 1 Gigabit SFP uplink port, 802.3af/at, PoE power budget 230w | Unmanaged,16Gigabit PoE | Released |  | 470 | No | 842571126549 | 8 | 4 | 21 | 13
Switch | DS-3E0524-E | 24 port, 10/100/1000Mbps per port, Non POE, unmanaged switch. | 24ch, Gb per ch, NonPOE switch | Released |  | 272 | No | 842571111507 | 7 | 3 | 21 | 11
Switch | DS-3E0526P-E | L2, Unmanaged, 24 Gigabit POE ports, 1 Gigabit RJ45 uplink port, 1 Gigabit SFP uplink port, 802.3af/at, PoE power budget 370w | Unmanaged,24Gigabit PoE | Released |  | 635 | No | 842571126556 | 9 | 4 | 21 | 13
Switch | DS-3E1310P-E | Webmanaged, 8 100M PoE port, 2 1GBe uplink port, 802.3af/at, PoE power budget 123W | Switch, Webmanaged,8 PortPoE | Released |  | 304 | No | 842571100952 | 3 | 3 | 15 | 11
Switch | DS-3E1318P-E | Webmanaged, 16 100M PoE port, 2 1000M combo port, 802.3af/at, PoE power budget 230W | Switch, Webmanage16Port, PoE | Released |  | 530 | No | 842571100938 | 12 | 3 | 21 | 16
Switch | DS-3E1326P-E | Webmanaged, 24 100M PoE port, 2 1000M combo port, 802.3af/at, PoE power budget 370W | SwitchWebmanage 24 Port PoE | Released |  | 746 | No | 842571100945 | 13 | 3 | 21 | 16
Switch | DS-3E2310P | L2, Full managed, 8 100M PoE port, 2 1000M combo port, 802.3af/at, PoE power budget 125W | 8ch, 2u, POE+ managed switch | Released |  | 593 | No | 842571111514 | 5 | 3 | 15 | 9
Switch | DS-3E2318P | L2, Full managed, 16 100M PoE port, 2 1000M combo port, 802.3af/at, PoE power budget 300W | 16ch, 2u, POE+ managed switch | Released |  | 913 | No | 842571111521 | 8 | 4 | 20 | 15
Switch | DS-3E2326P | L2, Full managed, 24 100M PoE port, 2 1000M combo port, 802.3af/at, PoE power budget 380W | 24ch, 2u, POE+ managed switch | Released |  | 1141 | No | 842571111538 | 9 | 4 | 20 | 15
Thermal | DS-2TD1217-2/V1 | Network bi-spectrum thermal Turret, 160x120 thermal, 1/2.8" CMOS , 2mm thermal lens, intrusion and line cross, temperature exception alarm, fire detection, bi-spectrum image fusion, Audio & Alarm I/O, Open-ended API, Power in DC12V or PoE, IP67 | BiThermalTurret160 2mmIP67 | Released |  | 966 | No | 842571125276 | 2 | 6 | 10 | 9
Thermal | DS-2TD1217-3/V1 | Network bi-spectrum thermal Turret, 160x120, 1/2.8" CMOS, 3mm thermal lens, intrusion and line cross, temperature exception alarm, fire detection, bi-spectrum image fusion, Audio & Alarm I/O, Open-ended API, Power in DC12V or PoE(802.3at), IP67 | DualThermalTurret160PoE+3mm | Released |  | 966 | No | 842571125115 | 3 | 6 | 10 | 9
Thermal | DS-2TD1217-6/V1 | Network bi-spectrum thermal Turret, 160x120 thermal, 1/2.8" CMOS , 6mm thermal lens, intrusion and line cross, temperature exception alarm, fire detection, bi-spectrum image fusion, Audio & Alarm I/O, Open-ended API, Power in DC12V or PoE, IP67 | DualThermalTurret160PoE+6mm | Released |  | 966 | No | 842571125108 | 7 | 6 | 10 | 9
Thermal | DS-2TD2117-3/V1 | Network thermal bullet, 160x120, 3mm lens, intrusion and line cross, temperature exception alarm, fire detection, Audio & Alarm I/O, Open-ended API, Power in DC12V or PoE(802.3at), IP66 | TI Bullet 160 3mm PoE+ IP66 | Released |  | 810 | No | 842571126372 | 6 | 7 | 16 | 8
Thermal | DS-2TD2117-6/V1 | Network thermal bullet, 160x120, 6mm lens, intrusion and line cross, temperature exception alarm, fire detection, Audio & Alarm I/O, Open-ended API, Power in DC12V or PoE(802.3at), IP66 | TI Bullet 160 6mm PoE+ IP66 | Released |  | 810 | No | 842571125122 | 6 | 6 | 16 | 8
Thermal | DS-2TD2136-10/V1 | Outdoor network thermal bullet, 384x288, 10mm lens, intrusion and line cross, temperature exception alarm, fire detection, audio in/out, 24VAC/12VDC/HiPoE, 20W, human/Vehicle detection | TI Bullet384V1 10mmPoE+20W | Released |  | 3447 | No | 842571128376 | 6 | 7 | 16 | 8
Thermal | DS-2TD2136-15 | Outdoor network thermal bullet, 384x288, 15mm lens, intrusion and line cross, temperature exception alarm, fire detection, audio in/out, 24VAC/12VDC/HiPoE, 18W | TI Bullet 384 15mm PoE+ 18W | EOL - Preparation | DS-2TD2136-15/V1 | 3447 | No | 842571100709 | 6 | 6 | 15 | 6
Thermal | DS-2TD2136-15/V1 | Outdoor network thermal bullet, 384x288, 15mm lens, intrusion and line cross, temperature exception alarm, fire detection, audio in/out, 24VAC/12VDC/HiPoE, 20W, Human/vehicle detection | TI Bullet384V1 15mmPoE+20W | Released |  | 3447 | No | 842571128383 | 6 | 7 | 16 | 8
Thermal | DS-2TD2136-25 | Outdoor network thermal bullet, 384x288, 25mm lens, intrusion and line cross, temperature exception alarm, fire detection, audio in/out, 24VAC/12VDC/HiPoE, 18W | TI Bullet 384 25mm PoE+ 18W | EOL - Preparation | DS-2TD2136-25/V1 | 3791 | No | 842571100716 | 6 | 6 | 15 | 6
Thermal | DS-2TD2136-25/V1 | Outdoor network thermal bullet, 384x288, 25mm lens, intrusion and line cross, temperature exception alarm, fire detection, audio in/out, 24VAC/12VDC/HiPoE, 18W, human/Vehicle detection | TI Bullet384V1 25mmPoE+18W | Released |  | 3791 | No | 842571128390 | 7 | 7 | 16 | 8
Thermal | DS-2TD2136-35 | Outdoor network thermal bullet, 384x288, 35mm lens, intrusion and line cross, temperature exception alarm, fire detection, audio in/out, 24VAC/12VDC/HiPoE, 18W | TI Bullet 384 35mm PoE+ 18W | EOL - Preparation | DS-2TD2136-35/V1 | 4660 | No | 842571103212 | 6 | 2 | 15 | 6
Thermal | DS-2TD2136-35/V1 | Outdoor network thermal bullet, 384x288, 35mm lens, intrusion and line cross, temperature exception alarm, fire detection, audio in/out, 24VAC/12VDC/HiPoE, 18W, human/vehicle detection | TI Bullet384V1 35mmPoE+18W | Released |  | 4660 | No | 842571128406 | 7 | 7 | 16 | 8
Thermal | DS-2TD2136-7 | Outdoor network thermal bullet, 384x288, 7mm lens, intrusion and line cross, temperature exception alarm, fire detection, audio in/out, 24VAC/12VDC/HiPoE, 18W | TI Bullet 384 7mm PoE+ 20W | EOL - Preparation | DS-2TD2136-7/V1 | 3826 | No | 842571110203 | 5 | 7 | 16 | 7
Thermal | DS-2TD2136-7/V1 | Outdoor network thermal bullet, 384x288, 7mm lens, intrusion and line cross, temperature exception alarm, fire detection, audio in/out, 24VAC/12VDC/HiPoE, 20W, humna/vehicle detection | TI Bullet384V1 7mmPoE+20W | Released |  | 3826 | No | 842571125467 | 6 | 6 | 16 | 8
Thermal | DS-2TD2136T-10 | Outdoor network Accurate Temperature thermal bullet, 384x288, 10mm lens, intrusion and line cross, temperature exception alarm, fire detection, audio in/out, 24VAC/12VDC/Hi-PoE, 20W | TI Bullet AT 384 10mm PoE+ | Released |  | 4826 | No | 842571109665 | 5 | 7 | 16 | 7
Thermal | DS-2TD2136T-15 | Outdoor network Accurate Temperature thermal bullet, 384x288, 15mm lens, intrusion and line cross, temperature exception alarm, fire detection, audio in/out, 24VAC/12VDC/Hi-PoE, 20W | TI Bullet AT 384 15mm PoE+ | Released |  | 4826 | No | 842571110159 | 5 | 7 | 16 | 7
Thermal | DS-2TD2136T-25 | Outdoor network Accurate Temperature thermal bullet, 384x288, 25mm lens, intrusion and line cross, temperature exception alarm, fire detection, audio in/out, 24VAC/12VDC/Hi-PoE, 20W | TI Bullet AT 384 25mm PoE+ | Released |  | 5119 | No | 842571117554 | 6 | 7 | 16 | 8
Thermal | DS-2TD2166-15/V1 | Outdoor network thermal bullet, 640x512, 15mm lens, intrusion and line cross, temperature exception alarm, fire detection, audio in/out, 24VAC/12VDC/HiPoE, 22W | TI Bullet640V1 15mmPoE+22W | Released |  | 6722 | No | 842571128413 | 6 | 7 | 16 | 8
Thermal | DS-2TD2166-25 | Outdoor network thermal bullet, 640x512, 25mm lens, intrusion and line cross, temperature exception alarm, fire detection, audio in/out, 24VAC/12VDC/HiPoE, 18W | TI Bullet 640 25mm PoE+ 18W | EOL - Preparation | DS-2TD2166-25/V1 | 6722 | No | 842571100983 | 4 | 6 | 15 | 6
Thermal | DS-2TD2166-25/V1 | Outdoor network thermal bullet, 640x512, 25mm lens, intrusion and line cross, temperature exception alarm, fire detection, audio in/out, 24VAC/12VDC/HiPoE, 22W, human/Vehicle Detection | TI Bullet640V1 25mmPoE+18W | Released |  | 6722 | No | 842571128420 | 6 | 7 | 16 | 8
Thermal | DS-2TD2166-35 | Outdoor network thermal bullet, 640x512, 35mm lens, intrusion and line cross, temperature exception alarm, fire detection, audio in/out, 24VAC/12VDC/HiPoE, 18W | TI Bullet 640 35mm PoE+ 18W | EOL - Preparation | DS-2TD2166-35/V1 | 7929 | No | 842571100990 | 4 | 6 | 15 | 6
Thermal | DS-2TD2166-35/V1 | Outdoor network thermal bullet, 640x512, 35mm lens, intrusion and line cross, temperature exception alarm, fire detection, audio in/out, 24VAC/12VDC/HiPoE, 22W, human/vehicle detection | TI Bullet640V1 35mmPoE+22W | Released |  | 7929 | No | 842571128437 | 6 | 7 | 16 | 8
Thermal | DS-2TD2166-7 | Outdoor network thermal bullet, 640x512, 7mm lens, intrusion and line cross, temperature exception alarm, fire detection, audio in/out, 24VAC/12VDC/HiPoE, 18W | TI Bullet 640 7mm PoE+ 18W | EOL - Preparation | DS-2TD2166-7/V1 | 9826 | No | 842571110210 | 6 | 7 | 16 | 7
Thermal | DS-2TD2166-7/V1 | Outdoor network thermal bullet, 640x512, 7mm lens, intrusion and line cross, temperature exception alarm, fire detection, audio in/out, 24VAC/12VDC/HiPoE, 22W, human/vehicle detection | TI Bullet640V1 7mmPoE+22W | Released |  | 9826 | No | 842571128444 | 7 | 7 | 16 | 8
Thermal | DS-2TD2166T-15 | Outdoor network Accurate Temperature thermal bullet, 640x512, 15mm lens, intrusion and line cross, temperature exception alarm, fire detection, audio in/out, 24VAC/12VDC/Hi-PoE, 20W | TIBulletAT 640 15mm PoE+ 20W | Released |  | 7757 | No | 842571110128 | 11 | 7 | 16 | 7
Thermal | DS-2TD2166T-25 | Outdoor network Accurate Temperature thermal bullet, 640x512, 25mm lens, intrusion and line cross, temperature exception alarm, fire detection, audio in/out, 24VAC/12VDC/Hi-PoE, 20W | TIBulletAT 640 25mm PoE+ 20W | Released |  | 7757 | No | 842571110135 | 5 | 7 | 16 | 7
Thermal | DS-2TD2235D-25 | Outdoor dual sensor thermal network camera, 384x288 - 25mm lens, 2MP Day/Night, Darkfighter - 23mm lens, 120m IR, Smart Suite Analytics, IP66, 24VAC, 40W | DUAL TI 384 35mm/2MP 23mm | EOL - Preparation | DS-2TD2836-25/V1 | 7824 | No | 813908029116 | 16 | 6 | 7 | 16
Thermal | DS-2TD2235D-50 | Outdoor dual sensor thermal network camera, 384x288 - 25mm lens, 2MP Day/Night, Darkfighter - 40mm lens, 120m IR, Smart Suite Analytics, IP66, 24VAC, 40W | DUAL TI 384 50mm/2MP 40mm | EOL - Preparation | DS-2TD2836-50/V1 | 7947 | No | 813908029123 | 21 | 6 | 7 | 16
Thermal | DS-2TD2336-100 | Outdoor network thermal bullet, 384x288, 100mm lens, intrusion and line cross, temperature exception alarm, fire detection, audio in/out, 24VAC/12VDC, 22W | TI Bullet 384 100mm | Released |  | 10860 | No | 842571110234 | 19 | 18 | 21 | 11
Thermal | DS-2TD2336-50 | Outdoor network thermal bullet, 384x288, 50mm lens, intrusion and line cross, temperature exception alarm, fire detection, audio in/out, 24VAC/12VDC, 22W | TI Bullet 384 50mm | Released |  | 7498 | No | 842571108255 | 18 | 18 | 21 | 11
Thermal | DS-2TD2336-75 | Outdoor network thermal bullet, 384x288, 75mm lens, intrusion and line cross, temperature exception alarm, fire detection, audio in/out, 24VAC/12VDC, 22W | TI Bullet 384 75mm | Released |  | 9309 | No | 842571108248 | 19 | 18 | 26 | 11
Thermal | DS-2TD2366-100 | Outdoor network thermal bullet, 640x512, 100mm lens, intrusion and line cross, temperature exception alarm, fire detection, audio in/out, 24VAC/12VDC, 22W | TI Bullet 640 100mm | Released |  | 13964 | No | 842571110173 | 26 | 18 | 21 | 11
Thermal | DS-2TD2366-50 | Outdoor network thermal bullet, 640x512, 50mm lens, intrusion and line cross, temperature exception alarm, fire detection, audio in/out, 24VAC/12VDC, 22W | TI Bullet 640 50mm | Released |  | 10516 | No | 842571110050 | 26 | 18 | 21 | 11
Thermal | DS-2TD2366-75 | Outdoor network thermal bullet, 640x512, 75mm lens, intrusion and line cross, temperature exception alarm, fire detection, audio in/out, 24VAC/12VDC, 22W | TI Bullet 640 75mm | Released |  | 12412 | No | 842571110166 | 19 | 18 | 21 | 11
Thermal | DS-2TD2466-25Y | Outdoor network Stainless Steel thermal bullet, 640x512, 25mm lens, intrusion and line cross, temperature exception alarm, fire detection, audio in/out, 24VAC/12VDC/Hi-PoE, 24W | TI Bullet SS 640 25mm | Released |  | 13791 | No | 842571110142 | 38 | 20 | 22 | 14
Thermal | DS-2TD2466-50Y | Outdoor network Stainless Steel thermal bullet, 640x512, 50mm lens, intrusion and line cross, temperature exception alarm, fire detection, audio in/out, 24VAC/12VDC/Hi-PoE, 24W | TI BulletSS 640 50mm | Released |  | 15343 | No | 842571110227 | 37 | 20 | 22 | 14
Thermal | DS-2TD2615-10 | Outdoor dual sensor thermal network camera, 160x120 - 10mm lens, 2MP Day/Night, Darkfighter - 8mm lens, IR, Smart Suite Analytics, IP66, 24VAC, 12VDC, Hi-PoE, 20W | DUAL TI 160 10mm/2MP 8mm | EOL - Preparation | DS-2TD2617-6/V1 | 2412 | No | 842571117592 | 5 | 6 | 16 | 8
Thermal | DS-2TD2617-3/V1 | Network bi-spectrum thermal bullet, 160x120, 1/2.8" CMOS, 3mm thermal lens, intrusion and line cross, temperature exception alarm, fire detection, bi-spectrum image fusion, Audio & Alarm I/O, Open-ended API, Power in DC12V or PoE(802.3at), IP66 | DUAL TI Bullet 160 3mm PoE+ | Released |  | 966 | No | 842571125283 | 6 | 6 | 16 | 8
Thermal | DS-2TD2617-6/V1 | Network bi-spectrum thermal bullet, 160x120, 1/2.8" CMOS, 6mm thermal lens, intrusion and line cross, temperature exception alarm, fire detection, bi-spectrum image fusion, Audio & Alarm I/O, Open-ended API, Power in DC12V or PoE(802.3at), IP66 | DUAL TI Bullet 160 6mm PoE+ | Released |  | 966 | No | 842571125139 | 6 | 6 | 16 | 8
Thermal | DS-2TD2636-10 | Outdoor dual sensor thermal network camera, 384x288 - 10mm lens, 2MP Day/Night, Darkfighter - 6mm lens, IR, Smart Suite Analytics, IP66, 24VAC, 12VDC, Hi-PoE, 20W | DUAL TI 384 10mm/2MP 6mm | Released |  | 4653 | No | 842571117561 | 5 | 6 | 16 | 8
Thermal | DS-2TD2636-15 | Outdoor dual sensor thermal network camera, 384x288 - 15mm lens, 2MP Day/Night, Darkfighter - 8mm lens, IR, Smart Suite Analytics, IP66, 24VAC, 12VDC, Hi-PoE, 20W | DUAL TI 384 15mm/2MP 8mm | Released |  | 4653 | No | 842571117578 | 5 | 6 | 16 | 8
Thermal | DS-2TD2836-25 | Outdoor dual sensor thermal network camera, 384x288 - 25mm lens, 2MP Day/Night, Darkfighter - 13mm lens, IR, Smart Suite Analytics, IP66, 24VAC, 12VDC, Hi-PoE, 22W | DUAL TI 384 25mm 2MP 13mm | EOL - Preparation | DS-2TD2836-25/V1 | 5343 | No | 842571117608 | 19 | 18 | 21 | 11
Thermal | DS-2TD2836-25/V1 | Outdoor dual sensor thermal network camera V1, 384x288 - 25mm lens, 2MP Day/Night, Darkfighter - 13mm lens, IR, Smart Suite Analytics, IP66, 24VAC, 12VDC, Hi-PoE, 22W | DUAL TI 384V1 25mm2MP13mm | Released |  | 5343 | No | 842571128499 | 21 | 20 | 22 | 12
Thermal | DS-2TD2836-50 | Outdoor dual sensor thermal network camera, 384x288 - 50mm lens, 2MP Day/Night, Darkfighter - 25mm lens, IR, Smart Suite Analytics, IP66, 24VAC, 12VDC, Hi-PoE, 22W | DUAL TI 384 50mm 2MP 25mm | EOL - Preparation | DS-2TD2836-50/V1 | 7757 | No | 842571117615 | 19 | 18 | 21 | 11
Thermal | DS-2TD2836-50/V1 | Outdoor dual sensor thermal network camera V1, 384x288 - 50mm lens, 2MP Day/Night, Darkfighter - 25mm lens, IR, Smart Suite Analytics, IP66, 24VAC, 12VDC, Hi-PoE, 22W | DUAL TI 384 50mm2MP25mm | Released |  | 7757 | No | 842571128505 | 22 | 20 | 22 | 12
Thermal | DS-2TD2866-25 | Outdoor dual sensor thermal network camera, 640x512 - 25mm lens, 2MP Day/Night, Darkfighter - 7mm lens, IR, Smart Suite Analytics, IP66, 24VAC, 12VDC, Hi-PoE, 22W | DUAL TI 640 25mm 2MP 7mm | EOL - Preparation | DS-2TD2866-25/V1 | 8447 | No | 842571112788 | 20 | 11 | 22 | 17
Thermal | DS-2TD2866-25/V1 | Outdoor dual sensor thermal network camera, 640x512 - 25mm lens, 2MP Day/Night, Darkfighter - 7mm lens, IR, Smart Suite Analytics, IP66, 24VAC, 12VDC, Hi-PoE, 22W | DUAL TI 640 25mm 2MP 7mm | Released |  | 8447 | No | 842571128147 | 21 | 20 | 22 | 12
Thermal | DS-2TD2866-50 | Outdoor dual sensor thermal network camera, 640x512 - 50mm lens, 2MP Day/Night, Darkfighter - 13mm lens, IR, Smart Suite Analytics, IP66, 24VAC, 12VDC, Hi-PoE, 22W | DUAL TI 640 50mm 2MP 13mm | EOL - Preparation | DS-2TD2866-50/V1 | 11205 | No | 842571117622 | 19 | 18 | 21 | 11
Thermal | DS-2TD2866-50/V1 | Outdoor dual sensor thermal network camera, 640x512 - 50mm lens, 2MP Day/Night, Darkfighter - 13mm lens, IR, Smart Suite Analytics, IP66, 24VAC, 12VDC, Hi-PoE, 22W | DUAL TI 640 50mm 2MP 13mm | Released |  | 11205 | No | 842571128161 | 22 | 20 | 22 | 12
Thermal | DS-2TD4035D-25 | Outdoor dual sensor network PTZ, 384x288 - 25mm lens, 2MP Day/Night - 30x zoom, 150m IR, Smart Suite Analytics, IP66, 24VAC, 60W | DUAL TI 384 35mm 2MP 30x | EOL - Preparation | DS-2TD4136-25/V2 | 8619 | No | 813908029130 | 26 | 14 | 11 | 11
Thermal | DS-2TD4035D-50 | Outdoor dual sensor network PTZ, 384x288 - 50mm lens, 2MP Day/Night - 30x zoom, 150m IR, Smart Suite Analytics, IP66, 24VAC, 60W | DUAL TI 384 50mm 2MP 30x | EOL - Preparation | DS-2TD4136-50/V2 | 10860 | No | 813908029147 | 25 | 14 | 11 | 11
Thermal | DS-2TD4136-25 | Outdoor dual sensor network PTZ, 384x288 - 25mm lens, 2MP Darkfighter 36x zoom, 200m IR, Smart Suite Analytics, IP66, 24VAC, 60W | DUAL TI 384 25mm/2MP 36x | EOL - Preparation | DS-2TD4136-25/V2 | 9009 | No | 842571112122 | 26 | 14 | 11 | 11
Thermal | DS-2TD4136-25/V2 | Outdoor dual sensor network PTZ, 384x288 - 25mm lens, 2MP Darkfighter 36x zoom, 200m IR, Smart Suite Analytics, IP66, 24VAC, 60W, human/vehicel detection | DUAL TI384V2 25mm/2MP36x | Released |  | 9009 | No | 842571128451 | 26 | 23 | 13 | 13
Thermal | DS-2TD4136-50 | Outdoor dual sensor network PTZ, 384x288 - 50mm lens, 2MP Darkfighter 36x zoom, 200m IR, Smart Suite Analytics, IP66, 24VAC, 60W | DUAL TI 384 50mm/2MP 36x | EOL - Preparation | DS-2TD4136-50/V2 | 10860 | No | 842571112115 | 25 | 14 | 11 | 11
Thermal | DS-2TD4136-50/V2 | Outdoor dual sensor network PTZ, 384x288 - 50mm lens, 2MP Darkfighter 36x zoom, 200m IR, Smart Suite Analytics, IP66, 24VAC, 60W | DUAL TI384V2 50mm/2MP36x | Released |  | 10860 | No | 842571128468 | 26 | 23 | 13 | 13
Thermal | DS-2TD4166-25 | Outdoor Bi-Spectrum network PTZ, 640x512 - 25mm lens, 2MP Day/Night - 36x zoom, 200m IR, Wiper, Smart Detection, Smart Tracking, IP66, 24VAC, 60W | DUAL TI 640 25mm/2MP 36x 24V | EOL - Preparation | DS-2TD4166-25/V2 | 11722 | No | 842571110180 | 26 | 24 | 14 | 14
Thermal | DS-2TD4166-25/V2 | Outdoor Bi-Spectrum network PTZ, 640x512 - 25mm lens, 2MP Day/Night - 36x zoom, 200m IR, Wiper, Smart Detection, Smart Tracking, IP66, 24VAC, 60W | DUAL TI 640 25mm/2MP 36x 24V | Released |  | 11722 | No | 842571128154 | 26 | 23 | 13 | 13
Thermal | DS-2TD4166-50 | Outdoor Bi-Spectrum network PTZ, 640x512 - 50mm lens, 2MP Day/Night - 36x zoom, 200m IR, Wiper, Smart Detection, Smart Tracking, IP66, 24VAC, 60W | DUAL TI 640 50mm/2MP 36x 24V | EOL - Preparation | DS-2TD4166-50/V2 | 13274 | No | 842571110197 | 26 | 24 | 14 | 14
Thermal | DS-2TD4166-50/V2 | Outdoor Bi-Spectrum network PTZ, 640x512 - 50mm lens, 2MP Day/Night - 36x zoom, 200m IR, Wiper, Smart Detection, Smart Tracking, IP66, 24VAC, 60W | DUAL TI 640 50mm/2MP 36x 24V | Released |  | 13274 | No | 842571128178 | 26 | 23 | 13 | 13
Thermal | DS-2TD4237-10/V2 | Thermal & Optical Bi-spectrum Network Speed Dome, Thermal(384x288 - 10mm lens), Optical(1920 × 1080 IR Cut filter), IP66, 24VAC | DUAL TI 384 10mm 24V | Released |  | 6205 | No | 842571124644 | 14 | 20 | 10 | 10
Thermal | DS-2TD4237-25/V2 | Thermal & Optical Bi-spectrum Network Speed Dome, Thermal(384x288 - 25mm lens), Optical(1920 × 1080 IR Cut filter), IP66, 24VAC | DUAL TI 384 25mm 24V | Released |  | 6550 | No | 842571130096 | 14 | 20 | 10 | 10
Thermal | DS-2TD6135-50B2L | Outdoor dual sensor thermal network camera, 384x288 50mm thermal, 2MP Day/Night Darkfighter 32x optical, 500m IR, PTZ Suite Analytics, Temperature exception alarm, Advanced fire detection, audio in/out, IP66, 24VAC, 120W | DUAL TI 384 50mm/2MP 32x 24V | EOL - Preparation | DS-2TD6236-50H2L/V2 | 16378 | No | 842571100730 | 49 | 23 | 24 | 18
Thermal | DS-2TD6135-75B2L | Outdoor dual sensor thermal network camera, 384x288 75mm thermal, 2MP Day/Night Darkfighter 32x optical, 500m IR, PTZ Suite Analytics, Temperature exception alarm, Advanced fire detection, audio in/out, IP66, 24VAC, 120W | DUAL TI 384 75mm/2MP 32x 24V | EOL - Preparation | DS-2TD6236-75C2L/V2 | 19826 | No | 842571100723 | 49 | 23 | 24 | 18
Thermal | DS-2TD6166-50B2L | Outdoor dual sensor thermal network camera, 640x512 50mm thermal, 2MP Day/Night Darkfighter 32x optical, 500m IR, PTZ Suite Analytics, Temperature exception alarm, Advanced fire detection, audio in/out, IP66, 24VAC, 120W | DUAL TI 640 50mm/2MP 32x 24V | EOL - Preparation | DS-2TD6266-50H2L/V2 | 21550 | No | 842571100747 | 49 | 23 | 24 | 18
Thermal | DS-2TD6166-75B2L | Outdoor dual sensor thermal network camera, 640x512 75mm thermal, 2MP Day/Night Darkfighter 32x optical, 500m IR, PTZ Suite Analytics, Temperature exception alarm, Advanced fire detection, audio in/out, IP66, 24VAC, 120W | DUAL TI 640 75mm/2MP 32x 24V | EOL - Preparation | DS-2TD6266-75C2L/V2 | 24136 | No | 842571100754 | 49 | 23 | 24 | 18
Thermal | DS-2TD6236-50H2L | Outdoor dual sensor thermal network camera, 384x288 50mm thermal, 2MP Day/Night Darkfighter 36x optical, 500m IR, PTZ Suite Analytics, Temperature exception alarm, Advanced fire detection, audio in/out, IP66, 24VAC, 120W | DUAL TI 384 50mm/2MP 36x 24V | EOL - Preparation | DS-2TD6236-50H2L/V2 | 16378 | No | 842571117639 | 50 | 23 | 24 | 18
Thermal | DS-2TD6236-50H2L/V2 | Outdoor dual sensor thermal network camera, 384x288 50mm thermal, 2MP Day/Night Darkfighter 36x optical, 500m IR, PTZ Suite Analytics, Temperature exception alarm, Advanced fire detection, audio in/out, IP66, 24VAC, 120W human/Vehicle detection | V2DUAL TI384 50mm/2MP36x24V | Released |  | 16378 | No | 842571128345 | 50 | 23 | 24 | 18
Thermal | DS-2TD6236-75C2L | Outdoor dual sensor thermal network camera, 384x288 75mm thermal, 2MP Day/Night Darkfighter 49x optical, 500m IR, PTZ Suite Analytics, Temperature exception alarm, Advanced fire detection, audio in/out, IP66, 24VAC, 120W | DUAL TI 384 75mm/2MP 49x 24V | EOL - Preparation | DS-2TD6236-75C2L/V2 | 19826 | No | 842571114829 | 51 | 23 | 24 | 18
Thermal | DS-2TD6236-75C2L/V2 | Outdoor dual sensor thermal network camera, 384x288 75mm thermal, 2MP Day/Night Darkfighter 49x optical, 500m IR, PTZ Suite Analytics, Temperature exception alarm, Advanced fire detection, audio in/out, IP66, 24VAC, 120W People/Vehicle detection | V2DUAL TI384 75mm/2MP49x24V | Released |  | 19826 | No | 842571128352 | 60 | 23 | 24 | 18
Thermal | DS-2TD6266-100C2L | Outdoor dual sensor thermal network camera, 640x512 100mm thermal, 2MP Day/Night Darkfighter 49x optical, 500m IR, PTZ Suite Analytics, Temperature exception alarm, Advanced fire detection, audio in/out, IP66, 24VAC, 120W | DUAL TI 640 100mm 2MP 49x | EOL - Preparation | DS-2TD6266-100C2L/V2 | 25860 | No | 842571117646 | 51 | 23 | 24 | 18
Thermal | DS-2TD6266-100C2L/V2 | Outdoor dual sensor thermal network camera V2, 640x512 100mm thermal, 2MP Day/Night Darkfighter 49x optical, 500m IR, PTZ Suite Analytics, Temperature exception alarm, Advanced fire detection, audio in/out, IP66, 24VAC, 120W | DUAL TI 640V2 100mm2MP49x | Released |  | 25860 | No | 842571128536 | 50 | 23 | 24 | 18
Thermal | DS-2TD6266-50H2L | Outdoor dual sensor thermal network camera, 640x512 50mm thermal, 2MP Day/Night Darkfighter 36x optical, 500m IR, PTZ Suite Analytics, Temperature exception alarm, Advanced fire detection, audio in/out, IP66, 24VAC, 120W | DUAL TI 640 50mm 2MP 49x | EOL - Preparation | DS-2TD6266-50H2L/V2 | 21550 | No | 842571117660 | 50 | 23 | 24 | 18
Thermal | DS-2TD6266-50H2L/V2 | Outdoor dual sensor thermal network camera, 640x512 50mm thermal, 2MP Day/Night Darkfighter 36x optical, 500m IR, PTZ Suite Analytics, Temperature exception alarm, Advanced fire detection, audio in/out, IP66, 24VAC, 120W | DUAL TI 640 50mm 2MP 49x | Released |  | 21550 | No | 842571128543 | 50 | 23 | 24 | 18
Thermal | DS-2TD6266-75C2L | Outdoor dual sensor thermal network camera, 640x512 75mm thermal, 2MP Day/Night Darkfighter 49x optical, 500m IR, PTZ Suite Analytics, Temperature exception alarm, Advanced fire detection, audio in/out, IP66, 24VAC, 120W | DUAL TI 640 75mm 2MP 49x | EOL - Preparation | DS-2TD6266-75C2L/V2 | 24136 | No | 842571117653 | 51 | 23 | 24 | 18
Thermal | DS-2TD6266-75C2L/V2 | Outdoor dual sensor thermal network camera V2, 640x512 75mm thermal, 2MP Day/Night Darkfighter 49x optical, 500m IR, PTZ Suite Analytics, Temperature exception alarm, Advanced fire detection, audio in/out, IP66, 24VAC, 120W | DUAL TI 640V2 75mm2MP49x | Released |  | 24136 | No | 842571128550 | 51 | 23 | 24 | 18
Thermal | DS-2TD8166-150ZE2F | Outdoor dual sensor long range thermal network camera, 640x512 resolution with 12.5-775 mm, continuous zoom lens, 2MP Day/Night Darkfighter 62x optical, 500m IR, Onboard Analytics, Temp meas./except. alarm, Fire det., Smart Tracking, IP66, 48VDC | DUAL T640 12-775/2MP 62x 48V | EOL - Preparation | DS-2TD8166-150ZE2F/V2 | 103447 | No | 842571117677 | 219 | 19 | 23 | 21
Thermal | DS-2TD8166-150ZE2F/V2 | Outdoor dual sensor long range thermal network camera V2, 640x512 resolution with 12.5-775 mm, continuous zoom lens, 2MP Day/Night Darkfighter 62x optical, 500m IR, Onboard Analytics, Temp meas./except. alarm, Fire det., Smart Tracking, IP66, 48VDC | DUAL T640V2 12-775/2MP62x48V | Released |  | 103447 | No | 842571128529 | 219 | 19 | 23 | 21
Thermal | DS-2TD8166-180ZE2F | Outdoor dual sensor long range thermal network camera, 640x512 resolution with 45-180mm continuous zoom lens, 2MP Day/Night Darkfighter 62x optical, 500m IR, Onboard Analytics, Temp meas./except. alarm, Fire det., Smart Tracking, IP66, 48VDC | DUAL TI 640 45-180/2MP 62x | EOL - Preparation | DS-2TD8166-180ZE2F/V2 | 120688 | No | 842571113600 | 221 | 19 | 23 | 21
Thermal | DS-2TD8166-180ZE2F/V2 | Outdoor dual sensor long range thermal network camera V2, 640x512 resolution with 45-180mm continuous zoom lens, 2MP Day/Night Darkfighter 62x optical, 500m IR, Onboard Analytics, Temp meas./except. alarm, Fire det., Smart Tracking, IP66, 48VDC | DUAL TI 640V2 45-180/2MP62x | Released |  | 120688 | No | 842571128512 | 216 | 24 | 33 | 26
Thermal | DS-2TP03-15VM/W | Handheld pistol-grip bi-spectrum thermography inspection camera, 110,592 pixel thermal imager, 2MP color camera, thermal-optical fusion, 3.5" VGA display, 4 hr battery life | Dual TI INSP 384x288 2MP | EOL - Preparation | DS-2TP23-10VM/W | 8448 | No | 842571124316 | 13 | 16 | 20 | 10
Thermal | DS-2TP23-10VM/W | Handheld pistol-grip bi-spectrum thermography inspection camera, 110,592 pixel thermal imager, 2MP color camera, thermal-optical fusion, 3.5" VGA display, 4 hr battery life | Dual TI INSP 384x288 2MP | Released |  | 3966 | No | 842571123814 | 9 | 14 | 7 | 9
Thermal | DS-2TP31-3AUF | Handheld pistol-grip thermography inspection camera, 160x120 pixels thermal imager, 320 x 240 2.4" LCD display, 8 hr battery life | HandheldINSP 160x120 2.4"LCD | Released |  | 1034 | No | 842571126310 | 3 | 4 | 11 | 7
Thermal | DS-2TX3636-15A | Thermal Bullet, 15 mm (24° × 19°), Darkfighter Ultra low light PTZ Linkage Combo , 2MP, 1/1.9" CMOS sensor, 120dB WDR, Optical zoom: 36x, Focus: 5.7-205.2 mm, 150m IR distance(Auto Adjust), BLC, 3D DNR, ROI, Defog, EIS; Horizontal Wall Mount | DUAL TI 384 15mm/2MP 36x 24V | Released |  | 6550 | No | 842571112573 | 38 | 24 | 20 | 16
Thermal | DS-2TX3636-15P | Thermal Bullet, 15 mm (24° × 19°), Darkfighter Ultra low light PTZ Linkage Combo , 2MP, 1/1.9" CMOS sensor, 120dB WDR, Optical zoom: 36x, Focus: 5.7-205.2 mm, 150m IR distance(Auto Adjust), BLC, 3D DNR, ROI, Defog, EIS; Horizontal Pole Mount | DUAL TI 384 15mm/2MP 36x 24V | Released |  | 6550 | No | 842571117691 | 40 | 25 | 22 | 17
Thermal | DS-2TX3636-25A | Thermal Bullet, 25 mm (15° × 11°), Darkfighter Ultra low light PTZ Linkage Combo , 2MP, 1/1.9" CMOS sensor, 120dB WDR, Optical zoom: 36x, Focus: 5.7-205.2 mm, 150m IR distance(Auto Adjust), BLC, 3D DNR, ROI, Defog, EIS; Horizontal Wall Mount | DUAL TI 384 25mm/2MP 36x 24V | Released |  | 6895 | No | 842571117684 | 36 | 24 | 22 | 16
Thermal | DS-2TX3636-25P | Thermal Bullet, 25 mm (15° × 11°), Darkfighter Ultra low light PTZ Linkage Combo , 2MP, 1/1.9" CMOS sensor, 120dB WDR, Optical zoom: 36x, Focus: 5.7-205.2 mm, 150m IR distance(Auto Adjust), BLC, 3D DNR, ROI, Defog, EIS; Horizontal Pole Mount | DUAL TI 384 25mm/2MP 36x 24V | Released |  | 6895 | No | 842571117707 | 40 | 25 | 22 | 17
Thermal | DS-2TX3636-35A | Thermal Bullet, 35 mm (11° × 8°), Darkfighter Ultra low light PTZ Linkage Combo , 2MP, 1/1.9" CMOS sensor, 120dB WDR, Optical zoom: 36x, Focus: 5.7-205.2 mm, 150m IR distance(Auto Adjust), BLC, 3D DNR, ROI, Defog, EIS; Wall Mount | DUAL TI 384 35mm/2MP 36x 24V | Released |  | 7584 | No | 842571117721 | 37 | 24 | 22 | 16
Thermal | DS-2TX3636-35P | Thermal Bullet, 35 mm (11° × 8°), Darkfighter Ultra low light PTZ Linkage Combo , 2MP, 1/1.9" CMOS sensor, 120dB WDR, Optical zoom: 36x, Focus: 5.7-205.2 mm, 150m IR distance(Auto Adjust), BLC, 3D DNR, ROI, Defog, EIS; Pole Mount | DUAL TI 384 35mm/2MP 36x 24V | Released |  | 7584 | No | 842571117714 | 46 | 24 | 22 | 16
Turbo Kit | T7108Q2TA | 8-ch Turbo HD/Analog DVR, 2TB HDD, Compact Case, 6 Cameras, HD1080p, 2MP, IR up to 60ft, Outdoor Turret, IP66, 2.8mm Lens Kit | KIT DVR8CH2TB 6 TUR 2MP 2.8M | Released | EKT-K82T26 | 924 | No | 842571101140 | 11 | 11 | 14 | 9
Turbo Kit | T7108Q2TB | 8-ch Turbo HD/Analog DVR, 2TB HDD, Compact Case, 6 Cameras, HD1080p, 2MP, IR up to 60ft, Outdoor Dome, IP66, 2.8mm Lens Kit | KIT 8ch DVR 2TB 6 DOM 2MP | Released | EKT-K82T26 | 1196 | No | 842571101157 | 17 | 10 | 19 | 9
Value Express DVR | ERT-F2041 | Tribrid DVR, 4 Channel TurboHD/Analog, Auto-Detect, H.264+/H.264, 720p Real-time/2MP12 + 1-2MP IP Camera, HDMI, Alarm I/O, No Front Panel Control, 1TB | TRI DVR 4-ch 2MP H.264 1TB | Released |  | 293 | No | 842571115642 | 4 | 3 | 16 | 11
Value Express DVR | ERT-F2042 | Tribrid DVR, 4 Channel TurboHD/Analog, Auto-Detect, H.264+/H.264, 720p Real-time/2MP12 + 1-2MP IP Camera, VGA/HDMI, Alarm I/O, No Front Panel Control, 2TB | TRI DVR 4-ch 2MP H.264 2TB | Released |  | 359 | No | 842571115659 | 5 | 3 | 16 | 11
Value Express DVR | ERT-F2082 | Tribrid DVR, 8 Channel TurboHD/Analog, Auto-Detect, H.264+/H.264, 720p Real-time/2MP12 + 2-2MP IP Camera, VGA/HDMI, Alarm I/O, No Front Panel Control, 2TB | TRI DVR 8-ch 2MP H.264 2TB | Released |  | 443 | No | 842571115673 | 5 | 3 | 16 | 11
Value Express DVR | ERT-F2084 | Tribrid DVR, 8 Channel TurboHD/Analog, Auto-Detect, H.264+/H.264, 720p Real-time/2MP12 + 2-2MP IP Camera, VGA/HDMI, Alarm I/O, No Front Panel Control, 4TB | TRI DVR 8-ch 2MP H.264 4TB | Released |  | 793 | No | 842571115680 | 5 | 3 | 16 | 11
Value Express DVR | ERT-F2162 | Tribrid DVR, 16 Channel TurboHD/Analog, Auto-Detect, H.264+/H.264, 720p Real-time/2MP12 + 2-2MP IP Camera, VGA/HDMI 4K output, Alarm I/O, No Front Panel Control, 2TB | TRI DVR 16-ch 2MP H.264 2TB | Released |  | 563 | No | 842571115703 | 5 | 3 | 16 | 11
Value Express DVR | ERT-F2164 | Tribrid DVR, 16 Channel TurboHD/Analog, Auto-Detect, H.264+/H.264, 720p Real-time/2MP12 + 2-2MP IP Camera, VGA/HDMI 4K output, Alarm I/O, No Front Panel Control, 4TB | TRI DVR 16-ch 2MP H.264 4TB | Released |  | 846 | No | 842571115710 | 5 | 3 | 16 | 11
Value Express IP | ECI-B12F2 | Outdoor Bullet, 2MP/1080p, H265+, 2.8mm, Day/Night, DWDR, EXIR 2.0 up to 30m, IP67, PoE/12VDC | BLT IP67 2M 2.8 EXIR POE/12 | Released |  | 109 | No | 842571115772 | 2 | 9 | 5 | 5
Value Express IP | ECI-B12F4 | Outdoor Bullet, 2MP/1080p, H265+, 4mm, Day/Night, DWDR, EXIR 2.0 up to 30m, IP67, PoE/12VDC | BLT IP67 2M 4WDR EXIR POE/12 | Released |  | 109 | No | 842571115789 | 2 | 9 | 5 | 5
Value Express IP | ECI-B12F6 | Outdoor Bullet, 2MP/1080p, H265+, 6mm, Day/Night, DWDR, EXIR 2.0 up to 30m, IP67, PoE/12VDC | BLT IP67 2M 6WDR EXIR POE/12 | Released |  | 109 | No | 842571115796 | 2 | 9 | 5 | 5
Value Express IP | ECI-B14F2 | Outdoor Bullet, 4MP, H264+, 2.8mm, Day/Night, DWDR, EXIR 2.0 up to 30m, IP67, PoE/12VDC | BLT IP67 4M2.8WDR EXIRPOE/12 | Released |  | 135 | No | 842571119497 | 2 | 9 | 5 | 5
Value Express IP | ECI-B14F4 | Outdoor Bullet, 4MP, H264+, 4mm, Day/Night, DWDR, EXIR 2.0 up to 30m, IP67, PoE/12VDC | BLT IP67 4M 4WDR EXIR POE/12 | Released |  | 135 | No | 842571119503 | 2 | 9 | 5 | 5
Value Express IP | ECI-B14F6 | Outdoor Bullet, 4MP, H265+, 6mm, Day/Night, DWDR, EXIR 2.0 up to 30m, IP67, PoE/12VDC | BLT IP67 4M 6WDR EXIR POE/12 | Released |  | 135 | No | 842571119510 | 2 | 9 | 5 | 5
Value Express IP | ECI-B62Z2 | Outdoor Bullet, 2MP/1080p, H265+, 2.8-12mm Motorized Zoom/Focus Day/Night, DWDR, EXIR 2.0 (30m), IP67, PoE/12VDC | BLT IP67 2MP 2.8-12MM EXIR2 | Released |  | 241 | No | 842571115864 | 4 | 12 | 6 | 5
Value Express IP | ECI-B64Z2 | Outdoor Bullet, 4MP, H265+, 2.8-12mm Motorized Zoom/Focus Day/Night, 120dB WDR, EXIR 2.0 (30m), IP67, PoE/12VDC | BLT IP67 4MP 2.8-12MM EXIR | Released |  | 287 | No | 842571119480 | 3 | 5 | 2 | 5
Value Express IP | ECI-D12F2 | Outdoor Dome, 2MP/1080p, H265+, 2.8mm, 2 axis, Day/Night, DWDR, IR up to 30m, IP67/IK10, PoE/12VDC | DM IP67 2M 2.8WDR IR POE/12 | Released |  | 109 | No | 842571115802 | 2 | 5 | 4 | 5
Value Express IP | ECI-D12F4 | Outdoor Dome, 2MP/1080p, H265+, 4mm, 2 axis, Day/Night, DWDR, IR up to 30m, IP67/IK10, PoE/12VDC | DM IP67 2M 4WDR IR POE/12 | Released |  | 109 | No | 842571115819 | 2 | 5 | 4 | 5
Value Express IP | ECI-D12F6 | Outdoor Dome, 2MP/1080p, H265+, 6mm, Pan/Tilt adjustments, Day/Night, DWDR, IR up to 30m, IP67/IK10, PoE/12VDC | DM IP67 2M 6WDR IR POE/12 | Released |  | 109 | No | 842571115826 | 2 | 5 | 4 | 5
Value Express IP | ECI-D14F2 | Outdoor Dome, 4MP, H265+, 2.8mm, 2 axis, Day/Night, DWDR, IR up to 30m, IP67/IK10, PoE/12VDC | DM IP67 4M 6WDR IR POE/12 | Released |  | 135 | No | 842571119527 | 2 | 4 | 5 | 5
Value Express IP | ECI-D14F4 | Outdoor Dome, 4MP, H265+, 4mm, Day/Night, DWDR, IR up to 30m, IP67/IK10, PoE/12VDC | DM IP67 4M 4WDR IR POE/12 | Released |  | 135 | No | 842571119534 | 2 | 4 | 5 | 5
Value Express IP | ECI-D14F6 | Outdoor Dome, 4MP, H265+, 6mm, Day/Night, DWDR, IR up to 30m, IP67/IK10, PoE/12VDC | DM IP67 4M 6WDR IR POE/12 | Released |  | 135 | No | 842571119541 | 2 | 4 | 5 | 5
Value Express IP | ECI-D62Z2 | Outdoor Dome, 2MP/1080p, H265+, 2.8-12mm Motorized Zoom/Focus Day/Night, True WDR, EXIR 2.0 (30m), IP67, PoE/12VDC | DOME IP67 2MP 2.8-12MM EXIR2 | Released |  | 241 | No | 842571115871 | 3 | 5 | 2 | 5
Value Express IP | ECI-D64Z2 | Outdoor Dome, 4MP, H265+, 2.8-12mm Motorized Zoom/Focus Day/Night, DWDR, EXIR 2.0 (30m), IP67, PoE/12VDC | DM IP67 4MP 2.8-12MM EXIR | Released |  | 287 | No | 842571118414 | 4 | 6 | 12 | 5
Value Express IP | ECI-T22F2 | Turret Dome, 2MP/1080p, H265+, 2.8mm, Day/Night, DWDR, EXIR 2.0 up to 30m, IP67, PoE/12VDC | TURIP672MP2.8MMWDRIRPOE/12 | Released |  | 109 | No | 842571115833 | 2 | 6 | 2 | 6
Value Express IP | ECI-T22F4 | Turret Dome, 2MP/1080p, H265+, 4mm, Day/Night, DWDR, EXIR 2.0 up to 30m, IP67, PoE/12VDC | TURIP672MP4MMWDRIRPOE/12 | Released |  | 109 | No | 842571115840 | 2 | 6 | 2 | 6
Value Express IP | ECI-T22F6 | Turret Dome, 2MP/1080p, H265+, 6mm, Day/Night, DWDR, EXIR 2.0 up to 30m, IP67, PoE/12VDC | TURIP672MP6MMWDRIRPOE/12 | Released |  | 109 | No | 842571115857 | 2 | 6 | 2 | 6
Value Express IP | ECI-T24F2 | Turret Dome, 4MP, H265+, 2.8mm, Day/Night, DWDR, EXIR 2.0 up to 30m, IP67, PoE/12VDC | TURIP674MP2.8MMWDRIRPOE/12 | Released |  | 135 | No | 842571119565 | 2 | 6 | 2 | 6
Value Express IP | ECI-T24F4 | Turret Dome, 4MP, H265+, 4mm, Day/Night, DWDR, EXIR 2.0 up to 30m, IP67, PoE/12VDC | TURIP674MP4MMWDRIRPOE/12 | Released |  | 135 | No | 842571119572 | 2 | 6 | 2 | 6
Value Express IP | ECI-T24F6 | Turret Dome, 4MP, H265+,6mm, Day/Night, DWDR, EXIR 2.0 up to 30m, IP67, PoE/12VDC | TURIP674MP6MMWDRIRPOE/12 | Released |  | 135 | No | 842571119558 | 2 | 6 | 2 | 6
Value Express NVR | ERI-Q104-P41 | NVR, 4-Channel, H265, up to 4MP, Integrated 4-port PoE, HDMI, 1-SATA, 1TB | 4CH NVR POE 1SATA HDMI | Released |  | 380 | No | 842571115581 | 5 | 4 | 16 | 11
Value Express NVR | ERI-Q104-P42 | NVR, 4-Channel, H264, up to 4MP, Integrated 4-port PoE, HDMI, 1-SATA, 2TB | 4CH NVR POE 1SATA HDMI | Released |  | 402 | No | 842571115598 | 6 | 4 | 16 | 11
Value Express NVR | ERI-Q108-P82 | NVR, 8-Channel, H264, up to 4MP, Integrated 4-port PoE, HDMI, 1-SATA, 2TB | 8CH NVR POE 1SATA HDMI | Released |  | 554 | No | 842571115611 | 6 | 4 | 16 | 11
Value Express NVR | ERI-Q108-P84 | NVR, 8-Channel, H264, up to 4MP, Integrated 4-port PoE, HDMI, 1-SATA, 4TB | 8CH NVR POE 1SATA HDMI | Released |  | 652 | No | 842571115628 | 6 | 4 | 16 | 11
Value Express Turbo | ECT-B12F2 | Outdoor IR Bullet, HD1080p, HD-TVI, CVI, AHD, CVBS, 2.8mm, 20m Smart EXIR, Day/Night, DNR, IP67, 12 VDC | Out Blt 2MP TVI IR 2.8mm | Released |  | 52 | No | 842571116052 | 1 | 3 | 6 | 4
Value Express Turbo | ECT-B12F3 | Outdoor IR Bullet, HD1080p, HD-TVI, CVI, AHD, CVBS, 3.6mm, 20m Smart EXIR, Day/Night, DNR, IP67, 12 VDC | Out Blt 2MP TVI IR 3.6mm | Released |  | 52 | No | 842571116113 | 1 | 3 | 6 | 4
Value Express Turbo | ECT-B12F6 | Outdoor IR Bullet, HD1080p, HD-TVI, CVI, AHD, CVBS, 6mm, 20m Smart EXIR, Day/Night, DNR, IP67, 12 VDC | Out Blt 2MP TVI IR 6mm | EOL - Preparation | ECT-B32V2 | 52 | No | 842571116120 | 1 | 3 | 6 | 4
Value Express Turbo | ECT-B32V2 | Outdoor IR Bullet, HD1080p, HD-TVI, CVI, AHD, CVBS, 2.8-12mm, 40m IR, Day/Night, DNR, Smart IR, UTC Menu, IP66, 12VDC | Out Blt 2MP TVI IR 2.8-12mm | Released |  | 122 | No | 842571116083 | 1 | 6 | 6 | 6
Value Express Turbo | ECT-D32V2 | Outdoor IR Dome, HD1080p, HD-TVI, CVI, AHD, CVBS, 2.8-12mm, 40m IR, Day/Night, DNR, Smart IR, UTC Menu, IP66, 12VDC | Out Dom 2MP TVI IR 2.8-12mm | Released |  | 122 | No | 842571116076 | 2 | 6 | 6 | 6
Value Express Turbo | ECT-T12F2 | Outdoor IR Turret, HD1080p, HD-TVI, CVI, AHD, CVBS, 2.8mm, 20m Smart EXIR, Day/Night, DNR, IP67, 12 VDC | Out Tur 2MP TVI IR 2.8mm | Released |  | 52 | No | 842571116069 | 1 | 3 | 4 | 4
Value Express Turbo | ECT-T12F3 | Outdoor IR Turret, HD1080p, HD-TVI, CVI, AHD, CVBS, 3.6mm, 20m Smart EXIR, Day/Night, DNR, IP67, 12 VDC | Out Tur 2MP TVI IR 3.6mm | Released |  | 52 | No | 842571116045 | 1 | 3 | 4 | 4
Value Express Turbo | ECT-T12F6 | Outdoor IR Turret, HD1080p, HD-TVI, CVI, AHD, CVBS, 6mm, 20m Smart EXIR, Day/Night, DNR, IP67, 12 VDC | Out Tur 2MP TVI IR 6mm | EOL - Preparation | ECT-T32V2 | 52 | No | 842571116090 | 1 | 3 | 4 | 4
Value Express Turbo | ECT-T32V2 | Outdoor IR Turret, HD1080p, HD-TVI, CVI, AHD, CVBS, 2.8-12mm, 40m IR, Day/Night, DNR, Smart IR, UTC Menu, IP66, 12VDC | Out Tur 2MP TVI IR 2.8-12mm | Released |  | 122 | No | 842571116106 | 2 | 5 | 11 | 5
Value IP | DS-2CD2022WD-I 6mm | Outdoor Bullet, 2MP/1080p, H264, 6mm, Day/Night, 120dB WDR, IR (30m), IP66, PoE/12VDC | BLTIP662MP 6MM WDR IR POE/12 | EOL - Preparation | DS-2CD2023G0-I 4mm | 239 | No | 813908022582 | 1 | 4 | 7 | 4
Value IP | DS-2CD2023G0-I 2.8mm | Outdoor Bullet, 2MP/1080p, H265+, 2.8mm, Day/Night, 120dB WDR, EXIR 2.0 (30m), IP67, PoE/12VDC | BLT IP67 2MP28MM WDR POE/12 | Released |  | 204 | No | 842571120110 | 2 | 5 | 9 | 5
Value IP | DS-2CD2023G0-I 4mm | Outdoor Bullet, 2MP/1080p, H265+, 4mm, Day/Night, 120dB WDR, EXIR 2.0 (30m), IP67, PoE/12VDC | BLT IP67 2MP4MM WDR POE/12 | Released |  | 204 | No | 842571120127 | 2 | 5 | 9 | 5
Value IP | DS-2CD2043G0-I 2.8mm | Outdoor Bullet, 4MP-30fps, H265+, 2.8mm, Day/Night, 120dB WDR, EXIR 2.0 (30m), IP67, PoE/12VDC | BLT IP67 4MP28MM WDR POE/12 | Released |  | 222 | No | 842571120097 | 2 | 5 | 9 | 5
Value IP | DS-2CD2043G0-I 4mm | Outdoor Bullet, 4MP/1080p, H265+, 4mm, Day/Night, 120dB WDR, EXIR 2.0 (30m), IP67, PoE/12VDC | BLT IP67 4MP4MM WDR POE/12 | Released |  | 222 | No | 842571120103 | 2 | 9 | 5 | 5
Value IP | DS-2CD2043G0-IB 2.8mm | Outdoor Bullet Black, 4MP-30fps, H265+, 2.8mm, Day/Night, 120dB WDR, EXIR 2.0 (30m), IP67, PoE/12VDC | BLTB IP67 4MP28MM WDR POE/12 | Released |  | 222 | No | 842571124880 | 2 | 5 | 9 | 5
Value IP | DS-2CD2043G0-IB 4mm | Outdoor Bullet Black, 4MP/1080p, H265+, 4mm, Day/Night, 120dB WDR, EXIR 2.0 (30m), IP67, PoE/12VDC | BLTB IP67 4MP4MM WDR POE/12 | Released |  | 222 | No | 842571124897 | 2 | 5 | 9 | 5
Value IP | DS-2CD2063G0-I 2.8mm | Outdoor Bullet, 6MP-20fps, H265+, 2.8mm, Day/Night, 120dB WDR, EXIR 2.0 (30m), IP67, PoE/12VDC | BLT IP67 4MP28MM WDR POE/12 | EOL - Preparation | DS-2CD2083G0-I 2.8mm | 293 | No | 842571120349 | 2 | 5 | 9 | 5
Value IP | DS-2CD2063G0-I 4mm | Outdoor Bullet, 6MP-20fps, H265+, 4mm, Day/Night, 120dB WDR, EXIR 2.0 (30m), IP67, PoE/12VDC | BLT IP67 4MP4MM WDR POE/12 | EOL - Preparation |  | 293 | No | 842571120387 | 2 | 5 | 9 | 5
Value IP | DS-2CD2083G0-I 2.8mm | Outdoor Bullet, 8MP, H265+, 2.8mm, Day/Night, 120dB WDR, EXIR 2.0 (30m), IP67, PoE/12VDC | BLT IP67 8MP28MM WDR POE/12 | Released |  | 293 | No | 842571122831 | 2 | 5 | 9 | 5
Value IP | DS-2CD2083G0-I 4mm | Outdoor Bullet, 8MP, H265+, 4mm, Day/Night, 120dB WDR, EXIR 2.0 (30m), IP67, PoE/12VDC | BLT IP67 8MP4MM WDR POE/12 | Released |  | 293 | No | 842571130898 | 2 | 5 | 9 | 5
Value IP | DS-2CD2112F-I 12mm | Outdoor Dome, 1.3MP/720p, H264, 12mm, Day/Night, IR (30m), 3-Axis, uSD, IP66, PoE/12VDC | 1.3MP/VANDOMIR12MM-30CIP66 | EOL - Preparation | DS-2CD2123G0-I 4mm | 219 | No | 816783019609 | 1 | 4 | 5 | 5
Value IP | DS-2CD2112F-I 2.8mm | Outdoor Dome, 1.3MP/720p, H264, 2.8mm, Day/Night, IR (30m), 3-Axis, uSD, IP66, PoE/12VDC | 1.3MP/VANDOMIR2.8M-30CIP66 | EOL - Preparation | DS-2CD2123G0-I 2.8mm | 219 | No | 816783019586 | 1 | 4 | 5 | 5
Value IP | DS-2CD2112F-I 6mm | Outdoor Dome, 1.3MP/720p, H264, 6mm, Day/Night, IR (30m), 3-Axis, uSD, IP66, PoE/12VDC | 1.3MP/VANDOM/IR/6MM/IP66 | EOL - Preparation | DS-2CD2112FWD-I 6mm | 219 | No | 816783019593 | 1 | 4 | 5 | 5
Value IP | DS-2CD2112F-IWS 2.8mm | Outdoor Dome, 1.3MP/720p, H264, 2.8mm, Day/Night, IR (30m), WiFi, 3-Axis, uSD, Alarm I/O, Audio I/O, IP66, PoE/12VDC | 1.3MDM 2.8MM IP66 DN WIFI IO | EOL - Preparation | DS-2CD2112FWD-IWS 2.8mm | 246 | No | 813908020298 | 1 | 4 | 5 | 5
Value IP | DS-2CD2112F-IWS 4mm | Outdoor Dome, 1.3MP/960p, H264+, 4mm, W-Fi 120dB WDR, Day/Night, IR (30m), 3-Axis, uSD, IP67/IK10, PoE/12VDC | 1.3M DM 4MM IP66 DN WIFI IO | EOL - Preparation | DS-2CD2122FWD-IWS 4mm | 246 | No | 816783019937 | 1 | 4 | 5 | 5
Value IP | DS-2CD2112FWD-I 4mm | Outdoor Dome, 1.3MP/720p, H264+/H.264, 4mm, 120dB WDR, Day/Night, IR 100ft, 3-Axis, uSD, IP67/IK10, PoE/12VDC | 1.3MP/VANDOM/IR/4MM//IP67 | EOL - Preparation | DS-2CD2123G0-I 4mm | 185 | No | 813908026238 | 2 | 4 | 5 | 5
Value IP | DS-2CD2112FWD-I 6mm | Outdoor Dome, 1.3MP/720p, H264+/H.264, 6mm, 120dB WDR, Day/Night, IR 100ft, 3-Axis, uSD, IP67/IK10, PoE/12VDC | 1.3MP/VANDOM/IR/6MM/IP67 | EOL - Preparation | DS-2CD2125FHWD-I 6mm | 185 | No | 842571108361 | 2 | 4 | 5 | 5
Value IP | DS-2CD2112-I 4mm | Outdoor Dome, 1.3MP/720p, H264, 4mm, Day/Night, IR (30m), IP66, PoE/12VDC | DMIP661.3MP4MMDNIRPOE/12 | Released |  | 220 | No | 816783013782 | 1 | 5 | 6 | 6
Value IP | DS-2CD2114WD-I 4mm | Outdoor Dome, 1.3MP/720p, H264, 4mm, Day/Night, True WDR, IR (30m), IP66, PoE/12VDC | DM IP66 1.3MP 4MM WDR DN IR | Released |  | 209 | No | 816783017186 | 1 | 4 | 5 | 5
Value IP | DS-2CD2122FWD-IS 6mm | Outdoor Dome, 2MP/1080p, H264, 6mm, Day/Night, 120dB WDR, IR (30m), 3-Axis, Alarm I/o, Audio I/O, uSD, IP67, PoE/12VDC | DMIP662MP 6MM WDR IR POE/12 | EOL - Preparation | DS-2CD2123G0-I 4mm | 239 | No | 813908022377 | 1 | 4 | 5 | 5
Value IP | DS-2CD2122FWD-ISB 6mm | Outdoor Dome, 2MP/1080p, H264, 6mm, Day/Night, 120dB WDR, IR (30m), 3-Axis, Alarm I/o, Audio I/O, uSD, IP67, PoE/12VDC, Black finish | DM IP67 2MP 6MM WDR IR POE BLK | Released |  | 239 | No | 813908027501 | 1 | 4 | 5 | 5
Value IP | DS-2CD2122FWD-IWS 2.8mm | Outdoor Dome, 2MP/1080p, H264+, 2.8mm, W-Fi 120dB WDR, Day/Night, IR (30m), 3-Axis, uSD, IP67/IK10, PoE/12VDC | 2M DM 2.8MM IP67 DN WIFI IO | EOL - Preparation | DS-2CD2142FWD-IWS 2.8mm | 260 | No | 842571111309 | 2 | 6 | 7 | 6
Value IP | DS-2CD2122FWD-IWS 4mm | Outdoor Dome, 2MP/1080p, H264+, 4mm, W-Fi 120dB WDR, Day/Night, IR (30m), 3-Axis, uSD, IP67/IK10, PoE/12VDC | 2M DM 4MM IP67 DN WIFI IO | Released |  | 260 | No | 842571111293 | 2 | 6 | 7 | 6
Value IP | DS-2CD2123G0-I 2.8mm | Outdoor Dome, 2MP/1080p, H265+, 2.8mm, Day/Night, 120dB WDR, EXIR 2.0 (30m), IP67, PoE/12VDC | DM IP67 2MP28MM WDR POE/12 | Released |  | 204 | No | 842571120158 | 2 | 4 | 5 | 5
Value IP | DS-2CD2123G0-I 4mm | Outdoor Dome, 2MP/1080p, H265+, 4mm, Day/Night, 120dB WDR, EXIR 2.0 (30m), IP67, PoE/12VDC | DM IP67 2MP4MM WDR POE/12 | Released |  | 204 | No | 842571120165 | 2 | 4 | 5 | 5
Value IP | DS-2CD2132F-I 12mm | Outdoor Dome, 3MP/1080p, H264, 12mm, Day/Night, IR (30m), 3-Axis, uSD, IP66, PoE/12VDC | 3MP/VANDOM/IR/12MM/-30C/IP66 | EOL - Preparation |  | 257 | No | 816783019647 | 1 | 4 | 5 | 5
Value IP | DS-2CD2132-I 4mm | Outdoor Dome, 3MP/1080p, H264, 4mm, Day/Night, IR (30m), IP66, PoE/12VDC | DM IP66 3MP 4MM DN IR POE/12 | EOL - Preparation | DS-2CD2135FWD-I 4mm | 257 | No | 816783014406 | 1 | 4 | 5 | 6
Value IP | DS-2CD2142FWD-IS 4mm | Outdoor Dome, 4MP/1080p, H264, 4mm, Day/Night, 120dB WDR, IR (30m), 3-Axis, Alarm I/o, Audio I/O, uSD, IP67, PoE/12VDC | DM IP66 4MP4MM WDR IRPOE/12 | EOL - Preparation | DS-2CD2143G0-I 4mm | 304 | No | 813908022391 | 1 | 4 | 5 | 5
Value IP | DS-2CD2142FWD-IS 6mm | Outdoor Dome, 4MP-20fps/1080p, H264, 6mm, Day/Night, 120dB WDR, IR (30m), 3-Axis, Alarm I/o, Audio I/O, uSD, IP67, PoE/12VDC | DMIP664MP 6MM WDR IR POE/12 | Released |  | 304 | No | 813908022407 | 1 | 4 | 5 | 5
Value IP | DS-2CD2143G0-I 2.8mm | Outdoor Dome, 4MP-30fps, H265+, 2.8mm, wired only, Day/Night, 120dB WDR, IR (30m), 3-axis, IP67, PoE/12VDC | DM IP67 4MP2.8MM WDR POE/12 | Released |  | 222 | No | 842571120172 | 2 | 4 | 5 | 5
Value IP | DS-2CD2143G0-I 4mm | Outdoor Dome, 4MP-30fps, H265+, 4mm, wired only, Day/Night, 120dB WDR, IR (30m), 3-axis, IP67, PoE/12VDC | DM IP67 4MP 4MM WDR IRPOE/12 | Released |  | 222 | No | 842571120189 | 2 | 4 | 5 | 5
Value IP | DS-2CD2143G0-IB 2.8mm | Outdoor Dome, 4MP-30fps, H265+, 2.8mm, wired only, Day/Night, 120dB WDR, IR (30m), 3-axis, IP67, PoE/12VDC, black housing | DM IP67 4MP2.8MM WDR POE/12 | Released |  | 222 | No | 842571124903 | 2 | 4 | 5 | 5
Value IP | DS-2CD2143G0-IB 4mm | Outdoor Dome, 4MP-30fps, H265+, 4mm, wired only, Day/Night, 120dB WDR, IR (30m), 3-axis, IP67, PoE/12VDC, black housing | DM IP67 4MP 4MM WDR IRPOE/12 | Released |  | 222 | No | 842571124910 | 2 | 4 | 5 | 5
Value IP | DS-2CD2152F-I 4mm | Outdoor Dome, 5MP, H264+, 4mm, Day/Night, IR (30m), 3-Axis, uSD, IP66, PoE/12VDC | DM IP66 5MP 4MM DN IR POE/12 | Released |  | 391 | No | 813908025729 | 1 | 7 | 5 | 5
Value IP | DS-2CD2152F-IS 4mm | Outdoor Dome, 5MP, H264+, 4mm, Day/Night, IR (30m), 3-Axis, uSD, IP66, PoE/12VDC | 5MP VANDOM IR4MMH.264+ IP66 | Released |  | 326 | No | 842571100228 | 2 | 4 | 5 | 4
Value IP | DS-2CD2152F-IS 6mm | Outdoor Dome, 5MP, H264+, 6mm, Day/Night, IR (30m), 3-Axis, uSD, IP66, PoE/12VDC | 5MP VANDOM IR6MM H.264+IP66 | Released |  | 326 | No | 842571100235 | 2 | 4 | 5 | 4
Value IP | DS-2CD2163G0-I 2.8mm | Outdoor Dome, 6MP-30fps, H265+, 2.8mm, wired only, Day/Night, 120dB WDR, IR (30m), 3-axis, IP67, PoE/12VDC | DM IP67 6MP2.8MM WDR POE/12 | EOL - Preparation | DS-2CD2183G0-I 2.8mm | 293 | No | 842571122046 | 2 | 4 | 5 | 5
Value IP | DS-2CD2163G0-I 4mm | Outdoor Dome, 6MP-30fps, H265+, 4mm, wired only, Day/Night, 120dB WDR, IR (30m), 3-axis, IP67, PoE/12VDC | DM IP67 6MP 4MM WDR IRPOE/12 | EOL - Preparation |  | 293 | No | 842571122053 | 2 | 4 | 5 | 5
Value IP | DS-2CD2163G0-IS 4mm | Outdoor Dome, 6MP-20fps, H265+, 4mm, Day/Night, 120dB WDR, IR (30m), 3-Axis, Alarm I/o, Audio Mic/O, uSD, IP67, IK10 PoE/12VDC | DM IP67 4MP4MM WDR IR POE/12 | EOL - Preparation | DS-2CD2163G0-I 4mm | 304 | No | 842571120448 | 2 | 4 | 5 | 5
Value IP | DS-2CD2183G0-I 2.8mm | Outdoor Dome, 8MP, H265+, 2.8mm, wired only, Day/Night, 120dB WDR, IR (30m), 3-axis, IP67, PoE/12VDC | DM IP67 8MP2.8MM WDR POE/12 | Released |  | 293 | No | 842571122879 | 2 | 5 | 6 | 6
Value IP | DS-2CD2183G0-I 4mm | Outdoor Dome, 8MP, H265+, 4mm, wired only, Day/Night, 120dB WDR, IR (30m), 3-axis, IP67, PoE/12VDC | DM IP67 8MP4MM WDR POE/12 | Released |  | 293 | No | 842571130904 | 2 | 4 | 5 | 5
Value IP | DS-2CD2183G0-IB 2.8mm | Outdoor Dome Black, 8MP, H265+, 2.8mm, wired only, Day/Night, 120dB WDR, IR (30m), 3-axis, IP67, PoE/12VDC | DMB IP67 8MP2.8MM WDR POE/12 | Released |  | 293 | No | 842571124927 | 2 | 4 | 5 | 5
Value IP | DS-2CD2212-I5 12mm | Outdoor Bullet, 1.3MP/720p, H264, 12mm, Day/Night, EXIR (50m), IP66, PoE/12VDC | BLT IP66 1.3MP 12MM DN EXIR | EOL - Preparation |  | 257 | No | 816783015076 | 3 | 6 | 15 | 6
Value IP | DS-2CD2212-I5 4mm | Outdoor Bullet, 1.3MP/720p, H264, 4mm, Day/Night, EXIR (50m), IP66, PoE/12VDC | BLT IP66 1.3MP 4MM DN EXIR | EOL - Preparation | DS-2CD2T22WD-I5 4mm | 257 | No | 816783014758 | 3 | 6 | 15 | 6
Value IP | DS-2CD2212-I5 6mm | Outdoor Bullet, 1.3MP/720p, H264, 6mm, Day/Night, EXIR (50m), IP66, PoE/12VDC | BLT IP66 1.3MP 6MM DN EXIR | EOL - Preparation | DS-2CD2T22WD-I5 6mm | 257 | No | 816783015083 | 3 | 6 | 15 | 6
Value IP | DS-2CD2232-I5 4mm | Outdoor Bullet, 3MP/1080p, H264, 4mm, Day/Night, EXIR (50m), IP66, PoE/12VDC | BLT IP66 3MP 4MM DN EXIR | EOL - Preparation | DS-2CD2T35FWD-I5 4mm | 304 | No | 816783014765 | 3 | 6 | 15 | 6
Value IP | DS-2CD2312-I 12mm | Turret Dome, 1.3MP/720p, H264, 12mm, Day/Night, EXIR (30m), IP66, PoE/12VDC | TUR IP66 1.3MP 12MM DN EXIR | EOL - Preparation |  | 257 | No | 816783015106 | 2 | 6 | 6 | 6
Value IP | DS-2CD2312-I 2.8mm | Turret Dome, 1.3MP/720p, H264, 2.8mm, Day/Night, EXIR (30m), IP66, PoE/12VDC | TUR IP66 1.3MP 2.8MM DN EXIR | EOL - Preparation | DS-2CD2312WD-I 2.8mm | 257 | No | 816783015113 | 2 | 6 | 6 | 6
Value IP | DS-2CD2312-I 4mm | Turret Dome, 1.3MP/720p, H264, 4mm, Day/Night, EXIR (30m), IP66, PoE/12VDC | TUR IP66 1.3MP 4MM DN EXIR | EOL - Preparation | DS-2CD2312WD-I 4mm | 257 | No | 816783014772 | 2 | 6 | 6 | 6
Value IP | DS-2CD2312-I 6mm | Turret Dome, 1.3MP/720p, H264, 6mm, Day/Night, EXIR (30m), IP66, PoE/12VDC | TUR IP66 1.3MP 6MM DN EXIR | EOL - Preparation | DS-2CD2312WD-I 6mm | 257 | No | 816783015120 | 2 | 6 | 6 | 6
Value IP | DS-2CD2312WD-I 4mm | Turret Dome, 1.3MP/960p, H264+, 4mm, 120dB WDR, Day/Night, EXIR (30m), IP67, PoE/12VDC | TUR IP67 1.3MP 4MM DN EXIR | Released |  | 207 | No | 842571108378 | 2 | 6 | 6 | 6
Value IP | DS-2CD2312WD-I 6mm | Turret Dome, 1.3MP/960p, H264+, 6mm, 120dB WDR, Day/Night, EXIR (30m), IP67, PoE/12VDC | TUR IP67 1.3MP 6MM DN EXIR | Released |  | 207 | No | 842571108385 | 2 | 6 | 6 | 6
Value IP | DS-2CD2322WD-I 2.8mm | Turret Dome, 2MP/1080p, H264, 2.8mm, Day/Night, 120dB WDR, EXIR (30m), IP66, PoE/12VDC | TURIP662MP2.8MMWDRIRPOE/12 | EOL - Preparation | DS-2CD2323G0-I 2.8mm | 272 | No | 813908022513 | 1 | 6 | 6 | 6
Value IP | DS-2CD2322WD-I 4mm | Turret Dome, 2MP/1080p, H264, 4mm, Day/Night, 120dB WDR, EXIR (30m), IP66, PoE/12VDC | TURIP662MP 4MM WDR IR POE/12 | EOL - Preparation | DS-2CD2325FWD-I 6mm | 272 | No | 813908022520 | 1 | 6 | 6 | 6
Value IP | DS-2CD2322WD-I 6mm | Turret Dome, 2MP/1080p, H264, 6mm, Day/Night, 120dB WDR, EXIR (30m), IP66, PoE/12VDC | TUR IP662MP6MMWDRIRPOE/12 | EOL - Preparation | DS-2CD2325FWD-I 6mm | 272 | No | 813908022537 | 1 | 6 | 6 | 6
Value IP | DS-2CD2323G0-I 2.8mm | Outdoor Turret, 2MP/1080p, H265+, 2.8mm, Day/Night, 120dB WDR, EXIR 2.0 (30m), IP67, PoE/12VDC | TUR IP67 2MP28MM WDR POE/12 | Released |  | 215 | No | 842571120073 | 2 | 6 | 6 | 6
Value IP | DS-2CD2323G0-I 4mm | Outdoor Turret, 2MP/1080p, H265+, 4mm, Day/Night, 120dB WDR, EXIR 2.0 (30m), IP67, PoE/12VDC | TUR IP67 2MP4MM WDR POE/12 | Released |  | 215 | No | 842571120080 | 2 | 6 | 6 | 6
Value IP | DS-2CD2342WD-I 2.8mm | Turret Dome, 4MP-20fps/1080p, H264, 2.8mm, Day/Night, 120dB WDR, EXIR (30m), IP67, PoE/12VDC | TURIP664MP2.8MMWDRIRPOE/12 | EOL - Preparation | DS-2CD2343G0-I 2.8mm | 337 | No | 813908022544 | 1 | 6 | 6 | 6
Value IP | DS-2CD2343G0-I 2.8mm | Outdoor Turret, 4MP, H265+, 2.8mm, Day/Night, 120dB WDR, EXIR 2.0 (30m), IP67, PoE/12VDC | TURIP67 4MP28MM WDR POE/12 | Released |  | 230 | No | 842571120059 | 2 | 6 | 6 | 6
Value IP | DS-2CD2343G0-I 4mm | Outdoor Turret, 4MP, H265+, 4mm, Day/Night, 120dB WDR, EXIR 2.0 (30m), IP67, PoE/12VDC | TURIP67 4MP4MM WDR IR POE/12 | Released |  | 230 | No | 842571120066 | 2 | 6 | 6 | 6
Value IP | DS-2CD2343G0-IB 2.8mm | Turret Dome, 4MP-30fps, H265+, H.265, 2.8mm, Day/Night, 120dB WDR, EXIR (30m), IP67, PoE/12VDC, black housing | TUR IP674MP2.8MMWDRIR POE/12 | Released |  | 230 | No | 842571124941 | 2 | 6 | 6 | 6
Value IP | DS-2CD2343G0-IB 4mm | Turret Dome, 4MP-30fps, H265+, H.265, 4mm, Day/Night, 120dB WDR, EXIR (30m), IP67, PoE/12VDC, black housing | TUR IP674MP2.8MMWDRIR POE/12 | Released |  | 230 | No | 842571124958 | 1 | 6 | 6 | 6
Value IP | DS-2CD2352-I 2.8mm | Turret Dome, 5MP, H264+, 2.8mm, Day/Night, EXIR (30m), IP66, PoE/12VDC | TUR IP66 5MP 2.8MMEXIR POE/ | Released |  | 359 | No | 813908025736 | 1 | 5 | 6 | 6
Value IP | DS-2CD2352-I 4mm | Turret Dome, 5MP, H264+, 4mm, Day/Night, EXIR (30m), IP66, PoE/12VDC | TUR IP66 5MP 4MMEXIR POE/12 | Released |  | 359 | No | 813908025743 | 1 | 5 | 6 | 6
Value IP | DS-2CD2352-I 6mm | Turret Dome, 5MP, H264+, 6mm, Day/Night, EXIR (30m), IP66, PoE/12VDC | TUR IP66 5MP 6MMEXIRPOE/12 | Released |  | 359 | No | 813908029604 | 2 | 6 | 6 | 6
Value IP | DS-2CD2363G0-I 2.8mm | Outdoor Turret, 6MP, H265+, 2.8mm, Day/Night, 120dB WDR, EXIR 2.0 (30m), IP67, PoE/12VDC | TR IP67 6MP28MM WDR POE/12 | EOL - Preparation | DS-2CD2383G0-I 2.8mm | 304 | No | 842571120363 | 2 | 6 | 6 | 6
Value IP | DS-2CD2363G0-I 4mm | Outdoor Turret, 6MP, H265+, 4mm, Day/Night, 120dB WDR, EXIR 2.0 (30m), IP67, PoE/12VDC | TR IP67 6MP4MM WDR POE/12 | EOL - Preparation |  | 304 | No | 842571120394 | 2 | 6 | 6 | 6
Value IP | DS-2CD2383G0-I 2.8mm | Outdoor Turret, 8MP, H265+, 2.8mm, Day/Night, 120dB WDR, EXIR 2.0 (30m), IP67, PoE/12VDC | TR IP67 8MP28MM WDR POE/12 | Released |  | 304 | No | 842571122848 | 2 | 6 | 6 | 6
Value IP | DS-2CD2383G0-I 4mm | Outdoor Turret, 8MP, H265+, 4mm, Day/Night, 120dB WDR, EXIR 2.0 (30m), IP67, PoE/12VDC | TR IP67 8MP4MM WDR POE/12 | Released |  | 304 | No | 842571130881 | 2 | 4 | 5 | 5
Value IP | DS-2CD2383G0-IB 2.8mm | Outdoor Turret Black, 8MP, H265+, 2.8mm, Day/Night, 120dB WDR, EXIR 2.0 (30m), IP67, PoE/12VDC | TR IP67 8MP28MM WDR POE/12 | Released |  | 304 | No | 842571124965 | 2 | 6 | 6 | 6
Value IP | DS-2CD2412F-IW 2.8mm | Cube Camera, 1.3MP/720p, H264, 2.8mm, WiFi, Day/Night, IR (10m), Mic, speaker, PIR, I/O, PoE/12VDC | CUBE 1.3M 2.8MM WIFI IO AUD | EOL - Preparation | DS-2CD2422FWD-IW 2.8mm | 250 | No | 816783016790 | 1 | 5 | 9 | 6
Value IP | DS-2CD2412F-IW 4mm | Cube Camera, 1.3MP/720p, H264, 4mm, WiFi, Day/Night, IR (10m), Mic, speaker, PIR, I/O, PoE/12VDC | CUBE 1.3M 4MM WIFI DN IO AUD | EOL - Preparation | DS-2CD2422FWD-IW 4mm | 250 | No | 816783016783 | 1 | 5 | 9 | 6
Value IP | DS-2CD2432F-IW 4mm | Cube Camera, 3MP/1080p, H264, 4mm, WiFi, Day/Night, IR (10m), Mic, speaker, PIR, I/O, PoE/12VDC | CUBE 3MP 4MM WIFI DN IO AUD | EOL - Preparation | DS-2CD2455FWD-IW 2.8mm | 326 | No | 816783016776 | 1 | 5 | 9 | 6
Value IP | DS-2CD2442FWD-IW 4mm | Cube Camera, 4MP, H264+/H264, 4mm, WiFi, DWDR, Day/Night, IR (10m), Mic, speaker, PIR, I/O, PoE/12VDC | CUBE 4M 4MM WIFI DN IO AUD | EOL - Preparation | DS-2CD2455FWD-IW 2.8mm | 338 | No | 842571110524 | 2 | 5 | 9 | 6
Value IP | DS-2CD2510F | Outdoor Mini Dome, 1MP/720p, H264, 2mm, Elec. Day/Night, IP66, PoE/12VDC | DM COMPACT 1.3M 2MM DN | Released |  | 250 | No | 816783019654 | 1 | 4 | 10 | 6
Value IP | DS-2CD2512F-I 4mm | Outdoor Mini Dome, 1.3MP/720p, H264, 4mm, Day/Night, IR (10m), IP66, PoE/12VDC | DM 1.3MP 4MM DN IR POE/12 | EOL - Preparation | DS-2CD2522FWD-IS 4mm | 239 | No | 816783016448 | 1 | 4 | 10 | 6
Value IP | DS-2CD2512F-I 6mm | Outdoor Mini Dome, 1.3MP/720p, H264, 6mm, Day/Night, IR (10m), IP66, PoE/12VDC | DM 1.3MP 6MM DN IR POE/12 | EOL - Preparation | DS-2CD2522FWD-IS 6mm | 239 | No | 816783016639 | 1 | 4 | 10 | 6
Value IP | DS-2CD2512F-IS 4mm | Outdoor Mini Dome, 1.3MP/720p, H264, 4mm, Day/Night, IR (10m), Alarm I/O, Audio I/O, IP66, PoE/12VDC | DM COMP 1.3M 4MM DN IO AUD | EOL - Preparation | DS-2CD2522FWD-IS 4mm | 250 | No | 816783018404 | 2 | 4 | 10 | 6
Value IP | DS-2CD2512F-IS 6mm | Outdoor Mini Dome, 1.3MP/720p, H264, 6mm, Day/Night, IR (10m), IP66, Alarm I/O, Audio I/O, PoE/12VDC | DM COMP 1.3M 6MM DN IO AUD | EOL - Preparation | DS-2CD2522FWD-IS 6mm | 250 | No | 816783018411 | 2 | 4 | 10 | 6
Value IP | DS-2CD2512F-IWS 2.8mm | Compact Dome, 1.3MP/720p, H264, 2.8mm, WiFi, Day/Night, IR (10m), Mic, Audio Out, I/O, PoE/12VDC | DM 1.3M 2.8MM WIFI DN IO AUD | Released |  | 348 | No | 816783016868 | 1 | 4 | 10 | 7
Value IP | DS-2CD2512F-IWS 4mm | Compact Dome, 1.3MP/720p, H264, 2.8mm, WiFi, Day/Night, IR (10m), Mic, Audio Out, I/O, PoE/12VDC | DM 1.3M 4MM WIFI DN IO AUD | Released |  | 348 | No | 816783016851 | 1 | 4 | 10 | 7
Value IP | DS-2CD2522FWD-IS 4mm | Compact Dome, 2MP/1080p, H264, 4mm, Day/Night, 120dB WDR, IR (30m), 3-Axis, Alarm I/o, Audio Mic/O, uSD, IP67, PoE/12VDC | DM IP672MP4MM WDR IR POE/12 | Released |  | 272 | No | 813908022414 | 1 | 4 | 10 | 6
Value IP | DS-2CD2522FWD-IS 6mm | Compact Dome, 2MP/1080p, H264, 6mm, Day/Night, 120dB WDR, IR (30m), 3-Axis, Alarm I/o, Audio Mic/O, uSD, IP67, PoE/12VDC | DM IP672MP6MM WDR IR POE/12 | Released |  | 272 | No | 813908022421 | 1 | 4 | 10 | 6
Value IP | DS-2CD2522FWD-ISB 12mm | Compact Dome, 2MP/1080p, H264, 2.8mm, Day/Night, 120dB WDR, IR (30m), 3-Axis, Alarm I/o, Audio Mic/O, uSD, IP66, PoE/12VDC, Black Finish | DM IP67 2MP 12MM WDR IR BLK | EOL - Preparation |  | 272 | No | 813908028157 | 1 | 4 | 10 | 6
Value IP | DS-2CD2522FWD-ISB 2.8mm | Compact Dome, 2MP/1080p, H264, 2.8mm, Day/Night, 120dB WDR, IR (30m), 3-Axis, Alarm I/o, Audio Mic/O, uSD, IP67, PoE/12VDC, Black Finish | DM IP67 2MP 2.8MM POE BLK | EOL - Preparation | DS-2CD2543G0-ISB 2.8mm | 272 | No | 813908028164 | 1 | 4 | 10 | 6
Value IP | DS-2CD2522FWD-ISB 4mm | Compact Dome, 2MP/1080p, H264, 2.8mm, Day/Night, 120dB WDR, IR (30m), 3-Axis, Alarm I/o, Audio Mic/O, uSD, IP67, PoE/12VDC, Black Finish | DM IP67 2MP 4MM IR POE BLK | EOL - Preparation | DS-2CD2543G0-ISB 4mm | 272 | No | 813908028171 | 1 | 4 | 10 | 6
Value IP | DS-2CD2522FWD-ISB 6mm | Compact Dome, 2MP/1080p, H264, 2.8mm, Day/Night, 120dB WDR, IR (30m), 3-Axis, Alarm I/o, Audio Mic/O, uSD, IP67, PoE/12VDC, Black Finish | DM IP67 2MP 6MM WDR IR POE BLK | Released |  | 272 | No | 813908028188 | 1 | 4 | 10 | 6
Value IP | DS-2CD2522FWD-ISB 8mm | Compact Dome, 2MP/1080p, H264, 8mm, Day/Night, 120dB WDR, IR (30m), 3-Axis, Alarm I/o, Audio Mic/O, uSD, IP67, PoE/12VDC, Black Finish | DM IP67 2MP 8MM WDR IR BLK | Released |  | 272 | No | 813908028195 | 1 | 4 | 10 | 6
Value IP | DS-2CD2522FWD-IWS 6mm | Compact Dome, 2MP/1080p, H264, 6mm, Day/Night, 120dB WDR, IR (30m), WiFi, 3-Axis, Alarm I/o, Audio Mic/O, uSD, IP66, PoE/12VDC | DM IP66 2MP 6MM WDR IR WIFI | Released |  | 293 | No | 813908022445 | 1 | 4 | 10 | 6
Value IP | DS-2CD2523G0-IS 2.8mm | Compact Dome, 2MP/1080p -30fp, H265+, 2.8mm, Day/Night, 120dB WDR, IR (30m), 3-Axis, Alarm I/o, Audio Mic/O, uSD, IP66, PoE/12VDC | DM IP66 2MP28MM WDR POE/12 | Released |  | 215 | No | 842571120516 | 2 | 4 | 10 | 6
Value IP | DS-2CD2523G0-IS 4mm | Compact Dome, 2MP/1080p -30fp, H265+, 4mm, Day/Night, 120dB WDR, IR (30m), 3-Axis, Alarm I/o, Audio Mic/O, uSD, IP66, PoE/12VDC | DM IP66 2MP4MM WDR POE/12 | Released |  | 215 | No | 842571120523 | 2 | 4 | 10 | 6
Value IP | DS-2CD2523G0-IWS 2.8mm | Compact Dome, 2 MP, H265+, 2.8 mm, Day/Night, 120 dB WDR, IR (10 m), Wi-Fi, standard range*, 3-Axis, Alarm I/O, Audio I/O, Mic, uSD, IP66, IK08, PoE/12 VDC | DM IP66 2MP2.8MMWDRIR-WIFI | Released |  | 237 | No | 842571120417 | 2 | 4 | 10 | 6
Value IP | DS-2CD2523G0-IWS 4mm | Compact Dome, 2 MP, H265+, 4 mm, Day/Night, 120 dB WDR, IR (10 m), Wi-Fi, standard range*, 3-Axis, Alarm I/O, Audio I/O, Mic, uSD, IP66, IK08, PoE/12 VDC | DM IP66 2MP2.8MMWDRIR-WIFI | Released |  | 237 | No | 842571120493 | 2 | 4 | 10 | 6
Value IP | DS-2CD2532F-I 4mm | Outdoor Mini Dome, 3MP/1080p, H264, 4mm, Day/Night, IR (10m), IP66, PoE/12VDC | DM IP66 3MP 4MM DN IR POE/12 | EOL - Preparation | DS-2CD2542FWD-IS 4mm | 293 | No | 816783016356 | 1 | 4 | 10 | 6
Value IP | DS-2CD2532F-I 6mm | Outdoor Mini Dome, 3MP/1080p, H264, 6mm, Day/Night, IR (10m), IP66, PoE/12VDC | DM IP66 3MP 6MM DN IR POE/12 | EOL - Preparation | DS-2CD2542FWD-IS 6mm | 293 | No | 816783016363 | 1 | 4 | 10 | 6
Value IP | DS-2CD2532F-IS 2.8mm | Outdoor Mini Dome, 3MP/1080p, H264, 2.8mm, Day/Night, IR (10m), Alarm I/O, Audio I/O, IP66, PoE/12VDC | DM COMP 3M 2.8MM DN IO AUD | EOL - Preparation | DS-2CD2542FWD-IS 2.8mm | 315 | No | 816783018428 | 2 | 4 | 10 | 6
Value IP | DS-2CD2532F-IS 6mm | Outdoor Mini Dome, 3MP/1080p, H264, 6mm, Day/Night, IR (10m), IP66, Alarm I/O, Audio I/O, PoE/12VDC | DM COMP 3M 6MM DN IO AUD | EOL - Preparation | DS-2CD2542FWD-IS 6mm | 315 | No | 816783018442 | 2 | 4 | 10 | 6
Value IP | DS-2CD2532F-IWS 2.8mm | Compact Dome, 3MP/1080p, H264, 2.8mm, WiFi, Day/Night, IR (10m), Mic, Audio Out, I/O, PoE/12VDC | DM 3MP 2.8MM WIFI DN IO AUD | Released |  | 413 | No | 816783016837 | 1 | 4 | 10 | 7
Value IP | DS-2CD2542FWD-ISB 12mm | Compact Dome, 4MP-20fps/1080p, H264, 2.8mm, Day/Night, 120dB WDR, IR (30m), 3-Axis, Alarm I/o, Audio Mic/O, uSD, IP66, PoE/12VDC, Black Finish | DM IP67 4MP 12MM WDR BLK | Released |  | 337 | No | 813908028201 | 1 | 4 | 10 | 6
Value IP | DS-2CD2542FWD-ISB 2.8mm | Compact Dome, 4MP-20fps/1080p, H264, 2.8mm, Day/Night, 120dB WDR, IR (30m), 3-Axis, Alarm I/o, Audio Mic/O, uSD, IP67, PoE/12VDC, Black Finish | DM IP67 4MP 2.8MM POE BLK | EOL - Preparation | DS-2CD2543G0-ISB 2.8mm | 337 | No | 813908028218 | 1 | 4 | 10 | 6
Value IP | DS-2CD2542FWD-ISB 4mm | Compact Dome, 4MP-20fps/1080p, H264, 2.8mm, Day/Night, 120dB WDR, IR (30m), 3-Axis, Alarm I/o, Audio Mic/O, uSD, IP67, PoE/12VDC, Black Finish | DM IP67 4MP 4MM IR POE BLK | EOL - Preparation | DS-2CD2543G0-ISB 4mm | 337 | No | 813908028225 | 1 | 4 | 10 | 6
Value IP | DS-2CD2542FWD-ISB 6mm | Compact Dome, 4MP-20fps/1080p, H264, 6mm, Day/Night, 120dB WDR, IR (30m), 3-Axis, Alarm I/o, Audio Mic/O, uSD, IP67, PoE/12VDC, Black Finish | DM IP67 4MP 6MM WDR IR POE BLK | Released |  | 337 | No | 813908028232 | 1 | 4 | 10 | 6
Value IP | DS-2CD2542FWD-ISB 8mm | Compact Dome, 4MP-20fps/1080p, H264, 2.8mm, Day/Night, 120dB WDR, IR (30m), 3-Axis, Alarm I/o, Audio Mic/O, uSD, IP66, PoE/12VDC, Black Finish | DM IP67 4MP 8MM WDR BLK | Released |  | 337 | No | 813908028249 | 1 | 4 | 10 | 6
Value IP | DS-2CD2542FWD-IWS 4mm | Compact Dome, 4MP-20fps/1080p, H264, 4mm, Day/Night, 120dB WDR, IR (30m), WiFi, 3-Axis, Alarm I/o, Audio Mic/O, uSD, IP66, PoE/12VDC | DM IP66 4MP 4MM WDR IR WIFI | EOL - Preparation | DS-2CD2543G0-IWS 4mm | 359 | No | 813908022490 | 1 | 4 | 10 | 6
Value IP | DS-2CD2542FWD-IWS 6mm | Compact Dome, 4MP-20fps/1080p, H264, 6mm, Day/Night, 120dB WDR, IR (30m), WiFi, 3-Axis, Alarm I/o, Audio Mic/O, uSD, IP66, PoE/12VDC | DM IP66 4MP 6MM WDR IR WIFI | Released |  | 359 | No | 813908022506 | 1 | 4 | 10 | 6
Value IP | DS-2CD2543G0-IS 2.8mm | Compact Dome, 4MP-30fp, H265+, 2.8mm, Day/Night, 120dB WDR, IR (30m), 3-Axis, Alarm I/o, Audio Mic/O, uSD, IP66, PoE/12VDC | DM IP66 4MP28MM WDR POE/12 | Released |  | 272 | No | 842571120547 | 2 | 4 | 10 | 6
Value IP | DS-2CD2543G0-IS 4mm | Compact Dome, 4MP-30fp, H265+, 4mm, Day/Night, 120dB WDR, IR (30m), 3-Axis, Alarm I/o, Audio Mic/O, uSD, IP66, PoE/12VDC | DM IP66 4MP4MM WDR POE/12 | Released |  | 272 | No | 842571120554 | 2 | 4 | 10 | 6
Value IP | DS-2CD2543G0-ISB 2.8mm | Compact Dome, 4MP-30fp, H265+, 2.8mm, Day/Night, 120dB WDR, IR (30m), 3-Axis, Alarm I/o, Audio Mic/O, uSD, IP66, PoE/12VDC, black housing | DM IP66 4MP28MM WDR POE/12 | Released |  | 272 | No | 842571124989 | 2 | 4 | 5 | 5
Value IP | DS-2CD2543G0-ISB 4mm | Compact Dome, 4MP-30fp, H265+, 2.8mm, Day/Night, 120dB WDR, IR (30m), 3-Axis, Alarm I/o, Audio Mic/O, uSD, IP66, PoE/12VDC, Black housing | DM IP66 4MP28MM WDR POE/12 | Released |  | 272 | No | 842571124996 | 2 | 4 | 5 | 5
Value IP | DS-2CD2543G0-IWS 2.8mm | Compact Dome, 4 MP, H265+, 2.8 mm, Day/Night, 120 dB WDR, IR (10 m), Wi-Fi, standard range*, 3-Axis, Alarm I/O, Audio I/O, Mic, uSD, IP66, IK08, PoE/12 VDC | DM IP66 4MP2.8MMWDRIR-WIFI | Released |  | 272 | No | 842571120424 | 2 | 4 | 10 | 6
Value IP | DS-2CD2543G0-IWS 4mm | DS-2CD2543G0-IWS 4 mm Compact Dome, 4 MP, H265+, 4 mm, Day/Night, 120 dB WDR, IR (10 m), Wi-Fi, standard range*, 3-Axis, Alarm I/O, Audio I/O, Mic, uSD, IP66, IK08, PoE/12 VDC | DM IP66 4MP4MMWDRIR-WIFI | Released |  | 272 | No | 842571120462 | 2 | 4 | 10 | 6
Value IP | DS-2CD2563G0-IS 2.8mm | Compact Dome, 6MP-20fp, H265+, 2.8mm, Day/Night, 120dB WDR, IR (30m), 3-Axis, Alarm I/o, Audio Mic/O, uSD, IP66, PoE/12VDC | DM IP66 6MP28MM WDR POE/12 | Released |  | 326 | No | 842571119275 | 2 | 4 | 10 | 7
Value IP | DS-2CD2563G0-IS 4mm | Compact Dome, 6MP-20fp, H265+, 4mm, Day/Night, 120dB WDR, IR (30m), 3-Axis, Alarm I/o, Audio Mic/O, uSD, IP66, PoE/12VDC | DM IP66 6MP4MM WDR POE/12 | Released |  | 326 | No | 842571120578 | 2 | 4 | 10 | 7
Value IP | DS-2CD2612F-I | Outdoor Bullet, 1.3MP/720p, H264, 2.8-12mm, Day/Night, IR (30m), IP66, PoE/12VDC | BLT IP66 1.3MP 2.8-12 DN IR | EOL - Preparation | DS-2CD2622FWD-IZS | 413 | No | 816783014796 | 3 | 6 | 15 | 6
Value IP | DS-2CD2612F-IS | Outdoor Bullet, 1.3MP/720p, H264, 2.8-12mm, Day/Night, IR (30m), Alarm I/O, Audio I/O, IP66, PoE/12VDC | BLT IP66 1.3MP 2.8-12 DN IO | EOL - Preparation | DS-2CD2622FWD-IZS | 435 | No | 816783016882 | 3 | 6 | 15 | 6
Value IP | DS-2CD2623G0-IZS | Outdoor Bullet, 2MP/1080p, H265+, 2.8-12mm Motorized Zoom/Focus Day/Night, 120dB WDR, Alarm I/O, Audio I/O, uSD, IR (30m), IP67, IK10PoE/12VDC | BLT P67 2MP2.8-12MZ WDR IR | Released |  | 446 | No | 842571120219 | 6 | 7 | 15 | 7
Value IP | DS-2CD2623G1-IZS | Outdoor Bullet, 2MP/1080p, H265+, 2.8mm~12mm, Day/Night, 120dB WDR, EXIR 2.0 (30m), IP67, PoE/12VDC | BLT IP67 2MP 2.8-12MZ WDR IR | Released |  | 413 | No | 842571122121 | 6 | 7 | 16 | 8
Value IP | DS-2CD2642FWD-IZS | Outdoor Bullet, 4MP-20fps/1080p, H264, 2.8-12mm Motorized Zoom/Focus Day/Night, 120dB WDR, Alarm I/O, Audio I/O, uSD, IR (30m), IP67, PoE/12VDC | BLT IP664MP2.8-12MZ WDR IR | EOL - Preparation | DS-2CD2643G1-IZS | 543 | No | 813908023527 | 2 | 6 | 15 | 6
Value IP | DS-2CD2643G1-IZS | Outdoor Bullet, 4MP-30fps, H265+, 2.8mm~12mm, Day/Night, 120dB WDR, EXIR 2.0 (30m), IP67, PoE/12VDC | BLT IP67 4MP 2.8-12MZ WDR IR | Released |  | 413 | No | 842571120912 | 5 | 7 | 15 | 7
Value IP | DS-2CD2663G1-IZS | Outdoor Bullet, 6MP-20fps, H265+, 2.8mm~12mm, Day/Night, 120dB WDR, EXIR 2.0 (30m), IP67, PoE/12VDC | BLT IP67 6MP 2.8-12MZ WDR IR | EOL - Preparation | DS-2CD2683G1-IZS | 522 | No | 842571122138 | 6 | 7 | 16 | 8
Value IP | DS-2CD2683G1-IZS | Outdoor Bullet, 8MP, H265+, 2.8mm~12mm, Day/Night, 120dB WDR, EXIR 2.0 (30m), IP67, PoE/12VDC | BLT IP67 8MP 2.8-12MZ WDR IR | Released |  | 522 | No | 842571122886 | 4 | 8 | 16 | 8
Value IP | DS-2CD2710F-I | Outdoor Dome, 1.3MP/720p, H264, 2.8-12mm, Day/Night, IR (20m), IP66, I/O, PoE/12VDC | DM IP66 1.3M 2.8-12 DN | Released |  | 413 | No | 813908020380 | 2 | 6 | 6 | 6
Value IP | DS-2CD2722FWD-IZSB | Outdoor Dome, 2MP/1080p, H264, 2.8-12mm Motorized Zoom/Focus Day/Night, 120dB WDR, Alarm I/O, Audio I/O, uSD, IR (20m), IP67, PoE/12VDC, Black Finish | DM IP67 2MP 2.8-12MZ WDR BLK | Released |  | 467 | No | 813908028256 | 4 | 6 | 6 | 6
Value IP | DS-2CD2723G1-IZS | Outdoor Dome, 2MP/1080p, H265+, 2.8-12mm Motorized Zoom/Focus Day/Night, 120dB WDR, Alarm I/O, Audio I/O, uSD, IR (30m), IP67, PoE/12VDC | DM IP67 2MP 2.8-12MZ WDR IR | Released |  | 413 | No | 842571120929 | 3 | 7 | 10 | 7
Value IP | DS-2CD2743G1-IZS | Outdoor Dome, 4MP-30fps, H265+, 2.8-12mm Motorized Zoom/Focus Day/Night, 120dB WDR, Alarm I/O, Audio I/O, uSD, IR (30m), IP67, PoE/12VDC | DM IP67 4MP 2.8-12MZ WDR IR | Released |  | 413 | No | 842571120936 | 4 | 7 | 10 | 7
Value IP | DS-2CD2743G1-IZSB | Outdoor Dome Black, 4MP-30fps, H265+, 2.8-12mm Motorized Zoom/Focus Day/Night, 120dB WDR, Alarm I/O, Audio I/O, uSD, IR (30m), IP67, PoE/12VDC | DMB IP67 4MP 2.8-12MZ WDR IR | Released |  | 413 | No | 842571125009 | 4 | 7 | 10 | 7
Value IP | DS-2CD2763G1-IZS | Outdoor Dome, 6MP-20fps, H265+, 2.8-12mm Motorized Zoom/Focus Day/Night, 120dB WDR, Alarm I/O, Audio I/O, uSD, IR (30m), IP67, PoE/12VDC | DM IP67 6MP 2.8-12MZ WDR IR | EOL - Preparation | DS-2CD2783G1-IZS | 522 | No | 842571120943 | 3 | 7 | 10 | 7
Value IP | DS-2CD2783G1-IZS | Outdoor Dome, 8MP-15fps, H265+, 2.8-12mm Motorized Zoom/Focus Day/Night, 120dB WDR, Alarm I/O, Audio I/O, uSD, IR (30m), IP67, PoE/12VDC | DM IP67 8MP 2.8-12MZ WDR IR | Released |  | 522 | No | 842571122893 | 4 | 7 | 10 | 7
Value IP | DS-2CD2783G1-IZSB | Outdoor Dome Black, 8MP-15fps, H265+, 2.8-12mm Motorized Zoom/Focus Day/Night, 120dB WDR, Alarm I/O, Audio I/O, uSD, IR (30m), IP67, PoE/12VDC | DMB IP67 8MP 2.8-12MZ WDR IR | Released |  | 522 | No | 842571125016 | 4 | 7 | 10 | 7
Value IP | DS-2CD2D14WD 3.2mm | Pin Hole Camera, 1MP/720p, H264, 3.2mm, WDR, 12VDC | PINHOLE 1.3M WDR 3.2MM 12DC | EOL - Preparation | DS-2CD2D21G0-D/NF 3.7mm | 207 | No | 816783019395 | 1 | 1 | 13 | 13
Value IP | DS-2CD2D14WD/M 2.8mm | Pin Hole Camera, 1.3MP/720p, H264, 2.8mm, WDR, 12VDC | 1MP/720p H264 2.8mmWDR 12VDC | EOL - Preparation | DS-2CD2D21G0/M-D/NF 2.8mm | 206 | No | 813908022704 | 1 | 1 | 12 | 13
Value IP | DS-2CD2D14WD/M 4mm | Pin Hole Camera, 1.3MP/720p, H264, 4mm, WDR, 12VDC | COVERT 1.3M WDR 4MM 12DC | EOL - Preparation | DS-2CD2D21G0/M-D/NF 4mm | 206 | No | 813908022193 | 1 | 1 | 12 | 13
Value IP | DS-2CD2D21G0/M-D/NF 2.8mm | Pin Hole Camera, 2MP, H265+, 2.8mm, 120 dB WDR, 12VDC | 2MP, H.265 2.8mmTrueWDR12VDC | Released |  | 206 | No | 842571122855 | 1 | 4 | 6 | 4
Value IP | DS-2CD2D21G0/M-D/NF 4mm | Pin Hole Camera, 2MP, H265+, 4mm, 120 dB WDR, 12VDC | 2MP, H.265 4mmTrueWDR12VDC | Released |  | 206 | No | 842571122862 | 1 | 4 | 6 | 4
Value IP | DS-2CD2D21G0-D/NF 3.7mm | Pinhole Camera, 2MP, H265+, 3.7mm, 120 dB WDR, 12VDC | PINHOLE 2MtTRUEWDR 3.7MM2DC | Released |  | 206 | No | 842571122909 | 1 | 4 | 6 | 4
Value IP | DS-2CD2E10F 2.8mm | Indoor Recessed Ceiling Dome, 1.3MP/720p, H264, 2.8mm, Day/Night, IP66, PoE/12VDC | DM RECESSED 1MP 2.8MM DN | Released |  | 207 | No | 813908021332 | 1 | 6 | 6 | 6
Value IP | DS-2CD2E10F 4mm | Indoor Recessed Ceiling Dome, 1.3MP/720p, H264, 4mm, Day/Night, IP66, PoE/12VDC | DM RECESSED 1MP 4MM DN | Released |  | 207 | No | 813908021325 | 1 | 6 | 6 | 6
Value IP | DS-2CD2E20F 2.8mm | Indoor Recessed Ceiling Dome, 2MP/1080p, H264, 2.8mm, Day/Night, IP66, PoE/12VDC | DM RECESSED 2MP 2.8MM DN | Released |  | 250 | No | 813908021356 | 1 | 6 | 6 | 6
Value IP | DS-2CD2Q10FD-IW 4mm | Pan-Tilt, 13.MP/720p, 4mm, PIR, Mic/Speaker, IR to 10m, WiFI, 5VDC | PAN-TILT 1.3M4MM MIC PIR5VDC | Released |  | 359 | No | 816783018459 | 2 | 6 | 8 | 6
Value IP | DS-2CD2T12-I5 16mm | Outdoor Bullet, 1.3MP/720p, H264, 16mm, Day/Night, EXIR (50m), IP66, PoE/12VDC | BLT IP66 1.3MP 16MM DN EXIR | EOL - Preparation |  | 276 | No | 816783018855 | 2 | 6 | 15 | 6
Value IP | DS-2CD2T12-I5 4mm | Outdoor Bullet, 1.3MP/720p, H264, 4mm, Day/Night, EXIR (50m), IP66, PoE/12VDC | BLT IP66 1.3MP 4MM DN EXIR | EOL - Preparation | DS-2CD2T22WD-I5 4mm | 276 | No | 816783018831 | 2 | 6 | 15 | 6
Value IP | DS-2CD2T12-I5 6mm | Outdoor Bullet, 1.3MP/720p, H264, 6mm, Day/Night, EXIR (50m), IP66, PoE/12VDC | BLT IP66 1.3MP 6MM DN EXIR | EOL - Preparation | DS-2CD2T22WD-I5 6mm | 276 | No | 816783018848 | 2 | 6 | 15 | 6
Value IP | DS-2CD2T22WD-I5 6mm | Outdoor Bullet, 2MP/1080p, H264, 6mm, Day/Night, 120dB WDR, EXIR (50m), IP66, PoE/12VDC | BLTIP662MP6MMWDREXIRPOE/12 | Released |  | 272 | No | 813908022629 | 3 | 6 | 15 | 6
Value IP | DS-2CD2T25FHWD-I5 2.8mm | Outdoor Bullet, 2MP/1080p, H265+, 60fps, 2.8mm, DarkFighter, Day/Night, 120dB WDR, EXIR2.0 (50m), IP67, PoE/12VDC | BLT IP67 2MP 2.8MM D/N EXIR | Released |  | 293 | No | 842571121346 | 4 | 6 | 15 | 6
Value IP | DS-2CD2T25FHWD-I5 4mm | Outdoor Bullet, 2MP/1080p, H265+, 60fps, 4mm, DarkFighter, Day/Night, 120dB WDR, EXIR2.0 (50m), IP67, PoE/12VDC | BLT IP67 2MP 4MM D/N EXIR | Released |  | 293 | No | 842571121353 | 4 | 6 | 15 | 6
Value IP | DS-2CD2T25FHWD-I5 6mm | Outdoor Bullet, 2MP/1080p, H265+, 60fps, 6mm, DarkFighter, Day/Night, 120dB WDR, EXIR2.0 (50m), IP67, PoE/12VDC | BLT IP67 2MP 6MM D/N EXIR | Released |  | 293 | No | 842571121360 | 4 | 6 | 15 | 6
Value IP | DS-2CD2T32-I5 16mm | Outdoor Bullet, 3MP/1080p, H264, 16mm, Day/Night, EXIR (50m), IP66, PoE/12VDC | BLT IP66 3MP 16MM DN EXIR | EOL - Preparation |  | 331 | No | 816783018886 | 2 | 6 | 15 | 6
Value IP | DS-2CD2T32-I5 4mm | Outdoor Bullet, 3MP/1080p, H264, 4mm, Day/Night, EXIR (50m), IP66, PoE/12VDC | BLT IP66 3MP 4MM DN EXIR | EOL - Preparation | DS-2CD2T42WD-I5 4mm | 331 | No | 816783018862 | 2 | 6 | 15 | 6
Value IP | DS-2CD2T32-I5 6mm | Outdoor Bullet, 3MP/1080p, H264, 6mm, Day/Night, EXIR (50m), IP66, PoE/12VDC | BLT IP66 3MP 6MM DN EXIR | EOL - Preparation | DS-2CD2T42WD-I5 6mm | 331 | No | 816783018879 | 2 | 6 | 15 | 6
Value IP | DS-2CD2T32-I5 8mm | Outdoor Bullet, 3MP/1080p, H264, 4mm, Day/Night, EXIR (50m), IP66, PoE/12VDC | BLT IP66 3MP 8MM DN EXIR | EOL - Preparation | DS-2CD2T45FWD-I5 8mm | 330 | No | 816783019425 | 2 | 6 | 15 | 6
Value IP | DS-2CD2T52-I5 4mm | Outdoor Bullet, 5MP 20fps, H264+, 4mm, Day/Night, EXIR (50m), IP66, PoE/12VDC | BLT IP66 5MP 4MM EXIR POE/12 | Released |  | 359 | No | 813908029581 | 10 | 6 | 15 | 6
Value IP | DS-2CD2T52-I5 6mm | Outdoor Bullet, 5MP 20fps, H264+, 6mm, Day/Night, EXIR (50m), IP66, PoE/12VDC | BLT IP66 5MP 6MM EXIR POE/12 | Released |  | 359 | No | 813908029598 | 3 | 6 | 15 | 6
Value IP | DS-HD1 | 3MP Wi-Fi Doorbell with PIR motion detection, 180° vertical view, dual-band Wi-Fi, IR night vision, up to 128GB MicroSD card, NVR supported | 3MP Wi-Fi Doorbell camera | Released |  | 246 | No | 842571129397 | 2 | 11 | 21 | 16
Value IP PTZ | DS-2DE2103-DE3/W | Indoor PTeZ, Surface, 1MP/720p, H264, 3X eZoom, Day/Night, WiFi, PoE/12VDC | PTZ MINI IND2M 3X WIFI DNPOE | EOL - Preparation | DS-2DE2204IW-DE3 | 435 | No | 816783019555 | 1 | 6 | 6 | 6
Value IP PTZ | DS-2DE2202I-DE3/W | Indoor PTeZ, Surface, 2MP/1080p, H264, 2X eZoom, Day/Night, IR, WiFi, PoE/12VDC | PTZMINI IND 2M 2X WIFI DNPOE | EOL - Preparation | DS-2DE2204IW-DE3/W | 489 | No | 813908022230 | 4 | 8 | 7 | 7
Value IP PTZ | DS-2DE2204IW-DE3 | Indoor Surface Mount 350° PTZ Dome, 2MP, 4x Optical Zoom, H264+, Smart Detection, 20m IR, PoE/12VDC, 9W | PTZ IN 2MP 4X PoE/12VDC | Released |  | 391 | No | 842571100273 | 3 | 7 | 7 | 7
Value IP PTZ | DS-2DE2204IW-DE3/W | Indoor Surface Mount 350° PTZ Dome, 2MP, 4x Optical Zoom, H264+, Smart Detection, 20m IR, WiFi, PoE/12VDC, 9W | PTZ IN 2MP 4X WIFI PoE/12VDC | EOL - Preparation | DS-2DE2204IW-DE3 | 435 | No | 842571110043 | 2 | 8 | 7 | 7
Value IP PTZ | DS-2DE2A204IW-DE3 | Outdoor PTZ, 2MP, 4x lens, 20m IR, 265+, 120 dB WDR, PTZ Suite Analytics, IP66, IK10, PoE/12VDC, 12W | PTZ 2MP 4X 20mIR 12V/PoE | Released |  | 391 | No | 842571119909 | 2 | 7 | 6 | 6
Value IP PTZ | DS-2DE2A204W-DE3 | Outdoor PTZ, 2MP, 4x lens, 265+, 120 dB WDR, PTZ Suite Analytics, IP66, IK10, PoE/12VDC, 8W | PTZ In 2MP 4X 12V/PoE | EOL - Preparation | DS-2DE2A204IW-DE3 | 374 | No | 842571119923 | 2 | 7 | 6 | 6
Value IP PTZ | DS-2DE2A404IW-DE3 | Outdoor PTZ, 4MP, 4x lens, 20m IR, 265+, 120 dB WDR, PTZ Suite Analytics, IP66, IK10, PoE/12VDC, 12W | PTZ 4MP 4X 20mIR 12V/PoE | Released |  | 424 | No | 842571119893 | 2 | 7 | 6 | 6
Value IP PTZ | DS-2DE2A404W-DE3 | Outdoor PTZ, 4MP, 4x lens, 265+, 120 dB WDR, PTZ Suite Analytics, IP66, IK10, PoE/12VDC, 8W | PTZ In 4MP 4X 12V/PoE | EOL - Preparation | DS-2DE2A404IW-DE3 | 407 | No | 842571119916 | 2 | 7 | 6 | 6
Value IP PTZ | DS-2DE3304W-DE | Outdoor Mini PTZ, Surface Mount, 3M/1080P, H264, 4X Optical Zoom, Day/Night, IP66, PoE/12VDC | PTZ/OUT/3MP/4X ZOOM/POE/12DC | Released |  | 652 | No | 813908023749 | 2 | 6 | 8 | 6
Value IP PTZ | DS-2DE4220-AE | Outdoor Mini PTZ, 2M/1080P, H264, 20X Optical Zoom, Day/Night, IP66, Heater, PoE+/24VAC | PTZMINI IP66 2MP 20X DN POE+ | EOL - Preparation | DS-2DE4225W-DE | 868 | No | 816783018343 | 9 | 16 | 18 | 18
Value IP PTZ | DS-2DE4220-AE3 | Indoor Mini PTZ, 2M/1080P, H264, 20X Optical Zoom, Day/Night, PoE+/24VAC | PTZMINI IND 2MP 20X DN POE+ | EOL - Preparation | DS-2DE4225W-DE3 | 868 | No | 813908021363 | 9 | 15 | 9 | 9
Value IP PTZ | DS-2DE4220W-AE3 | Indoor Mini PTZ, 2MP, H264, 20X Optical Zoom, Day/Night, IP66, PoE+/24VAC, 18W | PTZ IN 2MP 20X 24V/PoE | EOL - Preparation | DS-2DE4225W-DE3 | 867 | No | 842571100624 | 6 | 3 | 9 | 9
Value IP PTZ | DS-2DE4225W-DE | Outdoor PTZ Dome, 2MP, 25x Optical Zoom, H.265+, Smart Detection, 120dB WDR, EIS, Defog, IK10, Hi-PoE/12VDC, 18W | PTZ 2MP25X HiPoE/12VDC | Released |  | 824 | No | 842571117240 | 8 | 16 | 9 | 9
Value IP PTZ | DS-2DE4225W-DE3 | Indoor PTZ Dome, 2MP, 25x Optical Zoom, H.265+, Smart Detection, 120dB WDR, EIS, Defog, IK10, PoE+/12VDC, 18W | PTZ 2MP25X HiPoE/12VDC | Released |  | 802 | No | 842571117257 | 7 | 16 | 9 | 9
Value IP PTZ | DS-2DE4A204IW-DE | Indoor/Outdoor PTZ Dome, 2MP Darkfighter, 4x lens, 50m IR, PTZ Suite Analytics, IP66, PoE+/12VDC, 18W | PTZ 2MP DF 4X 50mIR 12V/PoE+ | EOL - Preparation | DS-2DE4A225IW-DE | 1193 | No | 842571103311 | 7 | 10 | 9 | 9
Value IP PTZ | DS-2DE4A225IW-DE | Indoor/Outdoor PTZ Dome, 2MP, 25x lens, 50m IR, Smart Detection, Smart Tracking, IP66, Hi-PoE/12VDC, 23W | PTZ 2MP25X 50mIR HiPoE/12VDC | Released |  | 933 | No | 842571117202 | 8 | 11 | 9 | 9
Value IP PTZ | DS-2DE4A404IW-DE | Outdoor PTZ Dome, 4MP Darkfighter, 4x lens, 50m IR, PTZ Suite Analytics, IP66, PoE+/12VDC, 18W | PTZ 4MP DF 4X 50mIR 12V/PoE+ | EOL - Preparation | DS-2DE4A425IW-DE | 1172 | No | 842571117196 | 8 | 11 | 9 | 9
Value IP PTZ | DS-2DE4A425IW-DE | Indoor/Outdoor PTZ Dome, 4MP, 25x lens, 50m IR, Smart Detection, Smart Tracking, IP66, Hi-PoE/12VDC, 23W | PTZ 4MP25X 50mIR HiPoE/12VDC | Released |  | 1085 | No | 842571117271 | 8 | 11 | 9 | 9
Value IP PTZ | DS-2DE5130W-AE | Outdoor PTZ Dome, 1.3MP, 30X lens, Basic Smart Suite Analytics, IP66/IK10, PoE/24VAC, 18W | PTZ 1.3MP 30X IP66 24V/PoE | EOL - Preparation | DS-2DE4225W-DE | 1302 | No | 813908029079 | 10 | 19 | 12 | 19
Value IP PTZ | DS-2DE5130W-AE3 | Indoor PTZ Dome, 1.3MP, 30X lens, Basic Smart Suite Analytics, PoE/24VAC, 18W | PTZ IN1.3MP30X IP66 24V/PoE | EOL - Preparation | DS-2DE4225W-DE3 | 1302 | No | 813908029086 | 12 | 19 | 12 | 19
Value IP PTZ | DS-2DE5220I-AE | Outdoor PTZ, 2.0M/1080P, H264, 20X Optical Zoom, Day/Night, Integrated IR, IP66, Heater, PoE+/12VDC | PTZ IP662MP20X IR POE+/12DC | EOL - Preparation | DS-2DE5225IW-AE | 1411 | No | 813908024067 | 13 | 10 | 19 | 10
Value IP PTZ | DS-2DE5225IW-AE | Outdoor PTZ Dome, 2MP, 25x Optical Zoom, 150m IR, H.265+, Smart Detection, 120dB WDR, EIS, Defog, IP66, Hi-PoE/24VAC, 40W | PTZOUT 2M25X H265+ HiPoE/24V | Released |  | 1057 | No | 842571117233 | 11 | 20 | 11 | 11
Value IP PTZ | DS-2DE5230W-AE3 | Indoor PTZ Dome, 2MP, 30X lens, Basic Smart Suite Analytics, PoE/24VAC, 18W | PTZ IN 2MP 30X IP66 24V/PoE | EOL - Preparation | DS-2DE4A225IW-DE | 1411 | No | 813908029109 | 14 | 19 | 12 | 19
Value IP PTZ | DS-2DE5232W-AE | Outdoor PTZ Dome, 2MP, 32x Optical Zoom, H.265+, Smart Detection, Smart Tracking, 120dB WDR, EIS, Defog, IP66, IK10, Hi-PoE/24VAC, 22W | PTZ OUT 2MP 32X 24V/PoE | Released |  | 1411 | No | 842571116380 | 11 | 19 | 12 | 12
Value IP PTZ | DS-2DE5330W-AE | Outdoor PTZ Dome, 3MP, 30X lens, PTZ Suite Analytics, IP66/IK10, PoE/24VAC, 18W | PTZ OUT 3MP 30X 24V/PoE | Released |  | 1520 | No | 842571103304 | 12 | 19 | 12 | 12
Value IP PTZ | DS-2DE7130IW-AE | Outdoor PTZ Dome, 1.3MP w/30X lens, 150m IR, Basic Smart Suite Analytics, IP66, HiPoE/24VAC, 40W | PTZ 1.3MP 30X IR 24VHIPoE | EOL - Preparation | DS-2DE7230IW-AE | 1476 | No | 813908026313 | 15 | 14 | 11 | 11
Value IP PTZ | DS-2DE7174-AE | Outdoor PTZ, 1.3M/720P, H264, 20X Optical Zoom, Day/Night, Integrated IR, IP66, Heater, HiPoE/24VAC | PTZ IR 1.3MP 20X POE | EOL - Preparation | DS-2DE7230IW-AE | 1411 | No | 816783017216 | 14 | 20 | 11 | 11
Value IP PTZ | DS-2DE7184-AE | Outdoor PTZ, 2.0M/1080P, H264, 20X Optical Zoom, Day/Night, Integrated IR, IP66, Heater, HiPoE/24VAC | PTZ IR IP66 2MP 20X DN POE | EOL - Preparation | DS-2DE7330IW-AE | 1629 | No | 816783017223 | 14 | 20 | 11 | 11
Value IP PTZ | DS-2DE7230IW-AE | Outdoor PTZ Dome, 2MP w/30X lens, 150m IR, Basic Smart Suite Analytics, IP66, HiPoE/24VAC, 40W | PTZ OUT 2MP 30X IR 24VHIPoE | EOL - Preparation | DS-2DE7232IW-AE | 1693 | No | 813908027594 | 16 | 19 | 11 | 11
Value IP PTZ | DS-2DE7232IW-AE | Outdoor PTZ Dome, 2MP, 32x Optical Zoom, 150m IR, H.265+, Smart Detection, Smart Tracking, 120dB WDR, EIS, Defog, IP66, IK10, Hi-PoE/24VAC, 54W | PTZ 2MP32X 150mIR HiPoE54W | Released |  | 1693 | No | 842571117219 | 15 | 20 | 11 | 11
Value IP PTZ | DS-2DE7330IW-AE | Outdoor PTZ Dome, 3MP, 30X lens, 150m IR, Basic Smart Suite Analytics, IP66, HiPoE/24VAC, 40W | PTZ OUT 3MP 30X 150mIR 24V/PoE | Released |  | 1780 | No | 842571103298 | 15 | 19 | 11 | 11
Value IP PTZ | DS-2DE7430IW-AE | Outdoor PTZ Dome, 4MP, 30X lens, 150m IR, Basic Smart Suite Analytics, IP66, HiPoE/24VAC, 40W | PTZ OUT 4MP 30X 150mIR 24V/PoE | Released |  | 1954 | No | 842571103328 | 16 | 19 | 11 | 11
Value IP PTZ | DS-2DE7530IW-AE | Outdoor PTZ Dome, 5MP, 30X lens, 150m IR, Basic Smart Suite Analytics, IP66, HiPoE/24VAC, 40W | PTZ OUT 5MP 30X 150mIR 24V/PoE | Released |  | 2063 | No | 842571103335 | 12 | 19 | 11 | 11
Value IP PTZ | EPI-4215-DE3 | Indoor PTZ, Recessed Mount, 2MP/1080P, H264+, 15X Optical Zoom, Day/Night, 100m IR, PoE+/12VDC | Ind PTZ H.264 2MP 100IR 15X | EOL - Preparation |  | 598 | No | 842571115765 | 6 | 15 | 9 | 9
Value IP PTZ | EPI-4215I-DE | Outdoor PTZ dome, 2MP, H264+, 15X Optical Zoom, 3PTZ Smart Suite Analytics, Day/Night, 100m IR, PoE+/12VDC, 18W | Out PTZ H.264 2MP 100IR 15X | Released |  | 641 | No | 842571115758 | 8 | 15 | 9 | 9
Value IP PTZ | EPI-4225I-DE | Outdoor PTZ Dome, 2MP, H.264+, 25X Optical zoom, 3PTZ Smart Suite Analytics, 120dB wdr, 100m IR, IP66, PoE+/24VDC, 18W | Out PTZ H.264 2MP 100IR 25X | Released |  | 750 | No | 842571115741 | 8 | 15 | 9 | 9
Value IP PTZ | EPI-5225I-AE | Outdoor PTZ Dome, 2MP, H.264+, 25X Optical zoom, 3PTZ Smart Suite Analytics, 120dB wdr, 150m IR, IP66, PoE+/24VAC, 18W | Out PTZ H.264 2MP 150IR 25X | EOL - Preparation |  | 898 | No | 842571115734 | 11 | 19 | 11 | 11